## README
hail_real_estate model v0.1 / docs r1 — noncanonical proposal (review workbook)
Generated by scripts/reference_helpers/build_hail_real_estate_v0_1_package.py; do not edit by hand.
Damage ratio = fraction of the failure unit's own replacement value; axis = Hazard MESH75 hail diameter, mm.
Building level = unit DR x unit share of structure replacement cost new (see failure_unit_shares).

## curve_records
curve_id | failure_unit_id | reference_building_id | mesh_diameter_mm | damage_ratio
HRE_RES_ROOF_ASPHALT_SHINGLE_LAMINATED | HRE_ROOF_COVER | RE_RES_SFD_1S_SLAB | 0 | 0
HRE_RES_ROOF_ASPHALT_SHINGLE_LAMINATED | HRE_ROOF_COVER | RE_RES_SFD_1S_SLAB | 1 | 0
HRE_RES_ROOF_ASPHALT_SHINGLE_LAMINATED | HRE_ROOF_COVER | RE_RES_SFD_1S_SLAB | 2 | 0
HRE_RES_ROOF_ASPHALT_SHINGLE_LAMINATED | HRE_ROOF_COVER | RE_RES_SFD_1S_SLAB | 3 | 0
HRE_RES_ROOF_ASPHALT_SHINGLE_LAMINATED | HRE_ROOF_COVER | RE_RES_SFD_1S_SLAB | 4 | 0
HRE_RES_ROOF_ASPHALT_SHINGLE_LAMINATED | HRE_ROOF_COVER | RE_RES_SFD_1S_SLAB | 5 | 0
HRE_RES_ROOF_ASPHALT_SHINGLE_LAMINATED | HRE_ROOF_COVER | RE_RES_SFD_1S_SLAB | 6 | 0
HRE_RES_ROOF_ASPHALT_SHINGLE_LAMINATED | HRE_ROOF_COVER | RE_RES_SFD_1S_SLAB | 7 | 0
HRE_RES_ROOF_ASPHALT_SHINGLE_LAMINATED | HRE_ROOF_COVER | RE_RES_SFD_1S_SLAB | 8 | 0
HRE_RES_ROOF_ASPHALT_SHINGLE_LAMINATED | HRE_ROOF_COVER | RE_RES_SFD_1S_SLAB | 9 | 0
HRE_RES_ROOF_ASPHALT_SHINGLE_LAMINATED | HRE_ROOF_COVER | RE_RES_SFD_1S_SLAB | 10 | 0
HRE_RES_ROOF_ASPHALT_SHINGLE_LAMINATED | HRE_ROOF_COVER | RE_RES_SFD_1S_SLAB | 11 | 0
HRE_RES_ROOF_ASPHALT_SHINGLE_LAMINATED | HRE_ROOF_COVER | RE_RES_SFD_1S_SLAB | 12 | 0
HRE_RES_ROOF_ASPHALT_SHINGLE_LAMINATED | HRE_ROOF_COVER | RE_RES_SFD_1S_SLAB | 13 | 0
HRE_RES_ROOF_ASPHALT_SHINGLE_LAMINATED | HRE_ROOF_COVER | RE_RES_SFD_1S_SLAB | 14 | 0
HRE_RES_ROOF_ASPHALT_SHINGLE_LAMINATED | HRE_ROOF_COVER | RE_RES_SFD_1S_SLAB | 15 | 0
HRE_RES_ROOF_ASPHALT_SHINGLE_LAMINATED | HRE_ROOF_COVER | RE_RES_SFD_1S_SLAB | 16 | 0
HRE_RES_ROOF_ASPHALT_SHINGLE_LAMINATED | HRE_ROOF_COVER | RE_RES_SFD_1S_SLAB | 17 | 0
HRE_RES_ROOF_ASPHALT_SHINGLE_LAMINATED | HRE_ROOF_COVER | RE_RES_SFD_1S_SLAB | 18 | 0
HRE_RES_ROOF_ASPHALT_SHINGLE_LAMINATED | HRE_ROOF_COVER | RE_RES_SFD_1S_SLAB | 19 | 0
HRE_RES_ROOF_ASPHALT_SHINGLE_LAMINATED | HRE_ROOF_COVER | RE_RES_SFD_1S_SLAB | 20 | 1e-06
HRE_RES_ROOF_ASPHALT_SHINGLE_LAMINATED | HRE_ROOF_COVER | RE_RES_SFD_1S_SLAB | 21 | 3e-06
HRE_RES_ROOF_ASPHALT_SHINGLE_LAMINATED | HRE_ROOF_COVER | RE_RES_SFD_1S_SLAB | 22 | 1.3e-05
HRE_RES_ROOF_ASPHALT_SHINGLE_LAMINATED | HRE_ROOF_COVER | RE_RES_SFD_1S_SLAB | 23 | 4.8e-05
HRE_RES_ROOF_ASPHALT_SHINGLE_LAMINATED | HRE_ROOF_COVER | RE_RES_SFD_1S_SLAB | 24 | 0.000157
HRE_RES_ROOF_ASPHALT_SHINGLE_LAMINATED | HRE_ROOF_COVER | RE_RES_SFD_1S_SLAB | 25 | 0.000453
HRE_RES_ROOF_ASPHALT_SHINGLE_LAMINATED | HRE_ROOF_COVER | RE_RES_SFD_1S_SLAB | 26 | 0.001169
HRE_RES_ROOF_ASPHALT_SHINGLE_LAMINATED | HRE_ROOF_COVER | RE_RES_SFD_1S_SLAB | 27 | 0.002723
HRE_RES_ROOF_ASPHALT_SHINGLE_LAMINATED | HRE_ROOF_COVER | RE_RES_SFD_1S_SLAB | 28 | 0.005788
HRE_RES_ROOF_ASPHALT_SHINGLE_LAMINATED | HRE_ROOF_COVER | RE_RES_SFD_1S_SLAB | 29 | 0.011328
HRE_RES_ROOF_ASPHALT_SHINGLE_LAMINATED | HRE_ROOF_COVER | RE_RES_SFD_1S_SLAB | 30 | 0.020582
HRE_RES_ROOF_ASPHALT_SHINGLE_LAMINATED | HRE_ROOF_COVER | RE_RES_SFD_1S_SLAB | 31 | 0.034967
HRE_RES_ROOF_ASPHALT_SHINGLE_LAMINATED | HRE_ROOF_COVER | RE_RES_SFD_1S_SLAB | 32 | 0.055906
HRE_RES_ROOF_ASPHALT_SHINGLE_LAMINATED | HRE_ROOF_COVER | RE_RES_SFD_1S_SLAB | 33 | 0.084613
HRE_RES_ROOF_ASPHALT_SHINGLE_LAMINATED | HRE_ROOF_COVER | RE_RES_SFD_1S_SLAB | 34 | 0.12186
HRE_RES_ROOF_ASPHALT_SHINGLE_LAMINATED | HRE_ROOF_COVER | RE_RES_SFD_1S_SLAB | 35 | 0.16782
HRE_RES_ROOF_ASPHALT_SHINGLE_LAMINATED | HRE_ROOF_COVER | RE_RES_SFD_1S_SLAB | 36 | 0.22195
HRE_RES_ROOF_ASPHALT_SHINGLE_LAMINATED | HRE_ROOF_COVER | RE_RES_SFD_1S_SLAB | 37 | 0.28304
HRE_RES_ROOF_ASPHALT_SHINGLE_LAMINATED | HRE_ROOF_COVER | RE_RES_SFD_1S_SLAB | 38 | 0.34932
HRE_RES_ROOF_ASPHALT_SHINGLE_LAMINATED | HRE_ROOF_COVER | RE_RES_SFD_1S_SLAB | 39 | 0.41866
HRE_RES_ROOF_ASPHALT_SHINGLE_LAMINATED | HRE_ROOF_COVER | RE_RES_SFD_1S_SLAB | 40 | 0.48879
HRE_RES_ROOF_ASPHALT_SHINGLE_LAMINATED | HRE_ROOF_COVER | RE_RES_SFD_1S_SLAB | 41 | 0.55754
HRE_RES_ROOF_ASPHALT_SHINGLE_LAMINATED | HRE_ROOF_COVER | RE_RES_SFD_1S_SLAB | 42 | 0.62302
HRE_RES_ROOF_ASPHALT_SHINGLE_LAMINATED | HRE_ROOF_COVER | RE_RES_SFD_1S_SLAB | 43 | 0.68372
HRE_RES_ROOF_ASPHALT_SHINGLE_LAMINATED | HRE_ROOF_COVER | RE_RES_SFD_1S_SLAB | 44 | 0.73861
HRE_RES_ROOF_ASPHALT_SHINGLE_LAMINATED | HRE_ROOF_COVER | RE_RES_SFD_1S_SLAB | 45 | 0.78709
HRE_RES_ROOF_ASPHALT_SHINGLE_LAMINATED | HRE_ROOF_COVER | RE_RES_SFD_1S_SLAB | 46 | 0.829
HRE_RES_ROOF_ASPHALT_SHINGLE_LAMINATED | HRE_ROOF_COVER | RE_RES_SFD_1S_SLAB | 47 | 0.8645
HRE_RES_ROOF_ASPHALT_SHINGLE_LAMINATED | HRE_ROOF_COVER | RE_RES_SFD_1S_SLAB | 48 | 0.89401
HRE_RES_ROOF_ASPHALT_SHINGLE_LAMINATED | HRE_ROOF_COVER | RE_RES_SFD_1S_SLAB | 49 | 0.91811
HRE_RES_ROOF_ASPHALT_SHINGLE_LAMINATED | HRE_ROOF_COVER | RE_RES_SFD_1S_SLAB | 50 | 0.93747
HRE_RES_ROOF_ASPHALT_SHINGLE_LAMINATED | HRE_ROOF_COVER | RE_RES_SFD_1S_SLAB | 51 | 0.95279
HRE_RES_ROOF_ASPHALT_SHINGLE_LAMINATED | HRE_ROOF_COVER | RE_RES_SFD_1S_SLAB | 52 | 0.96473
HRE_RES_ROOF_ASPHALT_SHINGLE_LAMINATED | HRE_ROOF_COVER | RE_RES_SFD_1S_SLAB | 53 | 0.97392
HRE_RES_ROOF_ASPHALT_SHINGLE_LAMINATED | HRE_ROOF_COVER | RE_RES_SFD_1S_SLAB | 54 | 0.9809
HRE_RES_ROOF_ASPHALT_SHINGLE_LAMINATED | HRE_ROOF_COVER | RE_RES_SFD_1S_SLAB | 55 | 0.98613
HRE_RES_ROOF_ASPHALT_SHINGLE_LAMINATED | HRE_ROOF_COVER | RE_RES_SFD_1S_SLAB | 56 | 0.99002
HRE_RES_ROOF_ASPHALT_SHINGLE_LAMINATED | HRE_ROOF_COVER | RE_RES_SFD_1S_SLAB | 57 | 0.99288
HRE_RES_ROOF_ASPHALT_SHINGLE_LAMINATED | HRE_ROOF_COVER | RE_RES_SFD_1S_SLAB | 58 | 0.99496
HRE_RES_ROOF_ASPHALT_SHINGLE_LAMINATED | HRE_ROOF_COVER | RE_RES_SFD_1S_SLAB | 59 | 0.99645
HRE_RES_ROOF_ASPHALT_SHINGLE_LAMINATED | HRE_ROOF_COVER | RE_RES_SFD_1S_SLAB | 60 | 0.99752
HRE_RES_ROOF_ASPHALT_SHINGLE_LAMINATED | HRE_ROOF_COVER | RE_RES_SFD_1S_SLAB | 61 | 0.99828
HRE_RES_ROOF_ASPHALT_SHINGLE_LAMINATED | HRE_ROOF_COVER | RE_RES_SFD_1S_SLAB | 62 | 0.99882
HRE_RES_ROOF_ASPHALT_SHINGLE_LAMINATED | HRE_ROOF_COVER | RE_RES_SFD_1S_SLAB | 63 | 0.99919
HRE_RES_ROOF_ASPHALT_SHINGLE_LAMINATED | HRE_ROOF_COVER | RE_RES_SFD_1S_SLAB | 64 | 0.99945
HRE_RES_ROOF_ASPHALT_SHINGLE_LAMINATED | HRE_ROOF_COVER | RE_RES_SFD_1S_SLAB | 65 | 0.99962
HRE_RES_ROOF_ASPHALT_SHINGLE_LAMINATED | HRE_ROOF_COVER | RE_RES_SFD_1S_SLAB | 66 | 0.99975
HRE_RES_ROOF_ASPHALT_SHINGLE_LAMINATED | HRE_ROOF_COVER | RE_RES_SFD_1S_SLAB | 67 | 0.99983
HRE_RES_ROOF_ASPHALT_SHINGLE_LAMINATED | HRE_ROOF_COVER | RE_RES_SFD_1S_SLAB | 68 | 0.99989
HRE_RES_ROOF_ASPHALT_SHINGLE_LAMINATED | HRE_ROOF_COVER | RE_RES_SFD_1S_SLAB | 69 | 0.99992
HRE_RES_ROOF_ASPHALT_SHINGLE_LAMINATED | HRE_ROOF_COVER | RE_RES_SFD_1S_SLAB | 70 | 0.99995
HRE_RES_ROOF_ASPHALT_SHINGLE_LAMINATED | HRE_ROOF_COVER | RE_RES_SFD_1S_SLAB | 71 | 0.99997
HRE_RES_ROOF_ASPHALT_SHINGLE_LAMINATED | HRE_ROOF_COVER | RE_RES_SFD_1S_SLAB | 72 | 0.99998
HRE_RES_ROOF_ASPHALT_SHINGLE_LAMINATED | HRE_ROOF_COVER | RE_RES_SFD_1S_SLAB | 73 | 0.99999
HRE_RES_ROOF_ASPHALT_SHINGLE_LAMINATED | HRE_ROOF_COVER | RE_RES_SFD_1S_SLAB | 74 | 0.99999
HRE_RES_ROOF_ASPHALT_SHINGLE_LAMINATED | HRE_ROOF_COVER | RE_RES_SFD_1S_SLAB | 75 | 0.99999
HRE_RES_ROOF_ASPHALT_SHINGLE_LAMINATED | HRE_ROOF_COVER | RE_RES_SFD_1S_SLAB | 76 | 1
HRE_RES_ROOF_ASPHALT_SHINGLE_LAMINATED | HRE_ROOF_COVER | RE_RES_SFD_1S_SLAB | 77 | 1
HRE_RES_ROOF_ASPHALT_SHINGLE_LAMINATED | HRE_ROOF_COVER | RE_RES_SFD_1S_SLAB | 78 | 1
HRE_RES_ROOF_ASPHALT_SHINGLE_LAMINATED | HRE_ROOF_COVER | RE_RES_SFD_1S_SLAB | 79 | 1
HRE_RES_ROOF_ASPHALT_SHINGLE_LAMINATED | HRE_ROOF_COVER | RE_RES_SFD_1S_SLAB | 80 | 1
HRE_RES_ROOF_ASPHALT_SHINGLE_LAMINATED | HRE_ROOF_COVER | RE_RES_SFD_1S_SLAB | 81 | 1
HRE_RES_ROOF_ASPHALT_SHINGLE_LAMINATED | HRE_ROOF_COVER | RE_RES_SFD_1S_SLAB | 82 | 1
HRE_RES_ROOF_ASPHALT_SHINGLE_LAMINATED | HRE_ROOF_COVER | RE_RES_SFD_1S_SLAB | 83 | 1
HRE_RES_ROOF_ASPHALT_SHINGLE_LAMINATED | HRE_ROOF_COVER | RE_RES_SFD_1S_SLAB | 84 | 1
HRE_RES_ROOF_ASPHALT_SHINGLE_LAMINATED | HRE_ROOF_COVER | RE_RES_SFD_1S_SLAB | 85 | 1
HRE_RES_ROOF_ASPHALT_SHINGLE_LAMINATED | HRE_ROOF_COVER | RE_RES_SFD_1S_SLAB | 86 | 1
HRE_RES_ROOF_ASPHALT_SHINGLE_LAMINATED | HRE_ROOF_COVER | RE_RES_SFD_1S_SLAB | 87 | 1
HRE_RES_ROOF_ASPHALT_SHINGLE_LAMINATED | HRE_ROOF_COVER | RE_RES_SFD_1S_SLAB | 88 | 1
HRE_RES_ROOF_ASPHALT_SHINGLE_LAMINATED | HRE_ROOF_COVER | RE_RES_SFD_1S_SLAB | 89 | 1
HRE_RES_ROOF_ASPHALT_SHINGLE_LAMINATED | HRE_ROOF_COVER | RE_RES_SFD_1S_SLAB | 90 | 1
HRE_RES_ROOF_ASPHALT_SHINGLE_LAMINATED | HRE_ROOF_COVER | RE_RES_SFD_1S_SLAB | 91 | 1
HRE_RES_ROOF_ASPHALT_SHINGLE_LAMINATED | HRE_ROOF_COVER | RE_RES_SFD_1S_SLAB | 92 | 1
HRE_RES_ROOF_ASPHALT_SHINGLE_LAMINATED | HRE_ROOF_COVER | RE_RES_SFD_1S_SLAB | 93 | 1
HRE_RES_ROOF_ASPHALT_SHINGLE_LAMINATED | HRE_ROOF_COVER | RE_RES_SFD_1S_SLAB | 94 | 1
HRE_RES_ROOF_ASPHALT_SHINGLE_LAMINATED | HRE_ROOF_COVER | RE_RES_SFD_1S_SLAB | 95 | 1
HRE_RES_ROOF_ASPHALT_SHINGLE_LAMINATED | HRE_ROOF_COVER | RE_RES_SFD_1S_SLAB | 96 | 1
HRE_RES_ROOF_ASPHALT_SHINGLE_LAMINATED | HRE_ROOF_COVER | RE_RES_SFD_1S_SLAB | 97 | 1
HRE_RES_ROOF_ASPHALT_SHINGLE_LAMINATED | HRE_ROOF_COVER | RE_RES_SFD_1S_SLAB | 98 | 1
HRE_RES_ROOF_ASPHALT_SHINGLE_LAMINATED | HRE_ROOF_COVER | RE_RES_SFD_1S_SLAB | 99 | 1
HRE_RES_ROOF_ASPHALT_SHINGLE_LAMINATED | HRE_ROOF_COVER | RE_RES_SFD_1S_SLAB | 100 | 1
HRE_RES_ROOF_ASPHALT_SHINGLE_LAMINATED | HRE_ROOF_COVER | RE_RES_SFD_1S_SLAB | 101 | 1
HRE_RES_ROOF_ASPHALT_SHINGLE_LAMINATED | HRE_ROOF_COVER | RE_RES_SFD_1S_SLAB | 102 | 1
HRE_RES_ROOF_ASPHALT_SHINGLE_LAMINATED | HRE_ROOF_COVER | RE_RES_SFD_1S_SLAB | 103 | 1
HRE_RES_ROOF_ASPHALT_SHINGLE_LAMINATED | HRE_ROOF_COVER | RE_RES_SFD_1S_SLAB | 104 | 1
HRE_RES_ROOF_ASPHALT_SHINGLE_LAMINATED | HRE_ROOF_COVER | RE_RES_SFD_1S_SLAB | 105 | 1
HRE_RES_ROOF_ASPHALT_SHINGLE_LAMINATED | HRE_ROOF_COVER | RE_RES_SFD_1S_SLAB | 106 | 1
HRE_RES_ROOF_ASPHALT_SHINGLE_LAMINATED | HRE_ROOF_COVER | RE_RES_SFD_1S_SLAB | 107 | 1
HRE_RES_ROOF_ASPHALT_SHINGLE_LAMINATED | HRE_ROOF_COVER | RE_RES_SFD_1S_SLAB | 108 | 1
HRE_RES_ROOF_ASPHALT_SHINGLE_LAMINATED | HRE_ROOF_COVER | RE_RES_SFD_1S_SLAB | 109 | 1
HRE_RES_ROOF_ASPHALT_SHINGLE_LAMINATED | HRE_ROOF_COVER | RE_RES_SFD_1S_SLAB | 110 | 1
HRE_RES_ROOF_ASPHALT_SHINGLE_LAMINATED | HRE_ROOF_COVER | RE_RES_SFD_1S_SLAB | 111 | 1
HRE_RES_ROOF_ASPHALT_SHINGLE_LAMINATED | HRE_ROOF_COVER | RE_RES_SFD_1S_SLAB | 112 | 1
HRE_RES_ROOF_ASPHALT_SHINGLE_LAMINATED | HRE_ROOF_COVER | RE_RES_SFD_1S_SLAB | 113 | 1
HRE_RES_ROOF_ASPHALT_SHINGLE_LAMINATED | HRE_ROOF_COVER | RE_RES_SFD_1S_SLAB | 114 | 1
HRE_RES_ROOF_ASPHALT_SHINGLE_LAMINATED | HRE_ROOF_COVER | RE_RES_SFD_1S_SLAB | 115 | 1
HRE_RES_ROOF_ASPHALT_SHINGLE_LAMINATED | HRE_ROOF_COVER | RE_RES_SFD_1S_SLAB | 116 | 1
HRE_RES_ROOF_ASPHALT_SHINGLE_LAMINATED | HRE_ROOF_COVER | RE_RES_SFD_1S_SLAB | 117 | 1
HRE_RES_ROOF_ASPHALT_SHINGLE_LAMINATED | HRE_ROOF_COVER | RE_RES_SFD_1S_SLAB | 118 | 1
HRE_RES_ROOF_ASPHALT_SHINGLE_LAMINATED | HRE_ROOF_COVER | RE_RES_SFD_1S_SLAB | 119 | 1
HRE_RES_ROOF_ASPHALT_SHINGLE_LAMINATED | HRE_ROOF_COVER | RE_RES_SFD_1S_SLAB | 120 | 1
HRE_RES_ROOF_ASPHALT_SHINGLE_LAMINATED | HRE_ROOF_COVER | RE_RES_SFD_1S_SLAB | 121 | 1
HRE_RES_ROOF_ASPHALT_SHINGLE_LAMINATED | HRE_ROOF_COVER | RE_RES_SFD_1S_SLAB | 122 | 1
HRE_RES_ROOF_ASPHALT_SHINGLE_LAMINATED | HRE_ROOF_COVER | RE_RES_SFD_1S_SLAB | 123 | 1
HRE_RES_ROOF_ASPHALT_SHINGLE_LAMINATED | HRE_ROOF_COVER | RE_RES_SFD_1S_SLAB | 124 | 1
HRE_RES_ROOF_ASPHALT_SHINGLE_LAMINATED | HRE_ROOF_COVER | RE_RES_SFD_1S_SLAB | 125 | 1
HRE_RES_ROOF_ASPHALT_SHINGLE_LAMINATED | HRE_ROOF_COVER | RE_RES_SFD_1S_SLAB | 126 | 1
HRE_RES_ROOF_ASPHALT_SHINGLE_LAMINATED | HRE_ROOF_COVER | RE_RES_SFD_1S_SLAB | 127 | 1
HRE_RES_ROOF_ASPHALT_SHINGLE_LAMINATED | HRE_ROOF_COVER | RE_RES_SFD_1S_SLAB | 128 | 1
HRE_RES_ROOF_ASPHALT_SHINGLE_LAMINATED | HRE_ROOF_COVER | RE_RES_SFD_1S_SLAB | 129 | 1
HRE_RES_ROOF_ASPHALT_SHINGLE_LAMINATED | HRE_ROOF_COVER | RE_RES_SFD_1S_SLAB | 130 | 1
HRE_RES_ROOF_ASPHALT_SHINGLE_LAMINATED | HRE_ROOF_COVER | RE_RES_SFD_1S_SLAB | 131 | 1
HRE_RES_ROOF_ASPHALT_SHINGLE_LAMINATED | HRE_ROOF_COVER | RE_RES_SFD_1S_SLAB | 132 | 1
HRE_RES_ROOF_ASPHALT_SHINGLE_LAMINATED | HRE_ROOF_COVER | RE_RES_SFD_1S_SLAB | 133 | 1
HRE_RES_ROOF_ASPHALT_SHINGLE_LAMINATED | HRE_ROOF_COVER | RE_RES_SFD_1S_SLAB | 134 | 1
HRE_RES_ROOF_ASPHALT_SHINGLE_LAMINATED | HRE_ROOF_COVER | RE_RES_SFD_1S_SLAB | 135 | 1
HRE_RES_ROOF_ASPHALT_SHINGLE_LAMINATED | HRE_ROOF_COVER | RE_RES_SFD_1S_SLAB | 136 | 1
HRE_RES_ROOF_ASPHALT_SHINGLE_LAMINATED | HRE_ROOF_COVER | RE_RES_SFD_1S_SLAB | 137 | 1
HRE_RES_ROOF_ASPHALT_SHINGLE_LAMINATED | HRE_ROOF_COVER | RE_RES_SFD_1S_SLAB | 138 | 1
HRE_RES_ROOF_ASPHALT_SHINGLE_LAMINATED | HRE_ROOF_COVER | RE_RES_SFD_1S_SLAB | 139 | 1
HRE_RES_ROOF_ASPHALT_SHINGLE_LAMINATED | HRE_ROOF_COVER | RE_RES_SFD_1S_SLAB | 140 | 1
HRE_RES_ROOF_ASPHALT_SHINGLE_LAMINATED | HRE_ROOF_COVER | RE_RES_SFD_1S_SLAB | 141 | 1
HRE_RES_ROOF_ASPHALT_SHINGLE_LAMINATED | HRE_ROOF_COVER | RE_RES_SFD_1S_SLAB | 142 | 1
HRE_RES_ROOF_ASPHALT_SHINGLE_LAMINATED | HRE_ROOF_COVER | RE_RES_SFD_1S_SLAB | 143 | 1
HRE_RES_ROOF_ASPHALT_SHINGLE_LAMINATED | HRE_ROOF_COVER | RE_RES_SFD_1S_SLAB | 144 | 1
HRE_RES_ROOF_ASPHALT_SHINGLE_LAMINATED | HRE_ROOF_COVER | RE_RES_SFD_1S_SLAB | 145 | 1
HRE_RES_ROOF_ASPHALT_SHINGLE_LAMINATED | HRE_ROOF_COVER | RE_RES_SFD_1S_SLAB | 146 | 1
HRE_RES_ROOF_ASPHALT_SHINGLE_LAMINATED | HRE_ROOF_COVER | RE_RES_SFD_1S_SLAB | 147 | 1
HRE_RES_ROOF_ASPHALT_SHINGLE_LAMINATED | HRE_ROOF_COVER | RE_RES_SFD_1S_SLAB | 148 | 1
HRE_RES_ROOF_ASPHALT_SHINGLE_LAMINATED | HRE_ROOF_COVER | RE_RES_SFD_1S_SLAB | 149 | 1
HRE_RES_ROOF_ASPHALT_SHINGLE_LAMINATED | HRE_ROOF_COVER | RE_RES_SFD_1S_SLAB | 150 | 1
HRE_RES_ROOF_ASPHALT_SHINGLE_LAMINATED | HRE_ROOF_COVER | RE_RES_SFD_1S_SLAB | 151 | 1
HRE_RES_ROOF_ASPHALT_SHINGLE_LAMINATED | HRE_ROOF_COVER | RE_RES_SFD_1S_SLAB | 152 | 1
HRE_RES_ROOF_ASPHALT_SHINGLE_LAMINATED | HRE_ROOF_COVER | RE_RES_SFD_1S_SLAB | 153 | 1
HRE_RES_ROOF_ASPHALT_SHINGLE_LAMINATED | HRE_ROOF_COVER | RE_RES_SFD_1S_SLAB | 154 | 1
HRE_RES_ROOF_ASPHALT_SHINGLE_LAMINATED | HRE_ROOF_COVER | RE_RES_SFD_1S_SLAB | 155 | 1
HRE_RES_ROOF_ASPHALT_SHINGLE_LAMINATED | HRE_ROOF_COVER | RE_RES_SFD_1S_SLAB | 156 | 1
HRE_RES_ROOF_ASPHALT_SHINGLE_LAMINATED | HRE_ROOF_COVER | RE_RES_SFD_1S_SLAB | 157 | 1
HRE_RES_ROOF_ASPHALT_SHINGLE_LAMINATED | HRE_ROOF_COVER | RE_RES_SFD_1S_SLAB | 158 | 1
HRE_RES_ROOF_ASPHALT_SHINGLE_LAMINATED | HRE_ROOF_COVER | RE_RES_SFD_1S_SLAB | 159 | 1
HRE_RES_ROOF_ASPHALT_SHINGLE_LAMINATED | HRE_ROOF_COVER | RE_RES_SFD_1S_SLAB | 160 | 1
HRE_RES_ROOF_ASPHALT_SHINGLE_LAMINATED | HRE_ROOF_COVER | RE_RES_SFD_1S_SLAB | 161 | 1
HRE_RES_ROOF_ASPHALT_SHINGLE_LAMINATED | HRE_ROOF_COVER | RE_RES_SFD_1S_SLAB | 162 | 1
HRE_RES_ROOF_ASPHALT_SHINGLE_LAMINATED | HRE_ROOF_COVER | RE_RES_SFD_1S_SLAB | 163 | 1
HRE_RES_ROOF_ASPHALT_SHINGLE_LAMINATED | HRE_ROOF_COVER | RE_RES_SFD_1S_SLAB | 164 | 1
HRE_RES_ROOF_ASPHALT_SHINGLE_LAMINATED | HRE_ROOF_COVER | RE_RES_SFD_1S_SLAB | 165 | 1
HRE_RES_ROOF_ASPHALT_SHINGLE_LAMINATED | HRE_ROOF_COVER | RE_RES_SFD_1S_SLAB | 166 | 1
HRE_RES_ROOF_ASPHALT_SHINGLE_LAMINATED | HRE_ROOF_COVER | RE_RES_SFD_1S_SLAB | 167 | 1
HRE_RES_ROOF_ASPHALT_SHINGLE_LAMINATED | HRE_ROOF_COVER | RE_RES_SFD_1S_SLAB | 168 | 1
HRE_RES_ROOF_ASPHALT_SHINGLE_LAMINATED | HRE_ROOF_COVER | RE_RES_SFD_1S_SLAB | 169 | 1
HRE_RES_ROOF_ASPHALT_SHINGLE_LAMINATED | HRE_ROOF_COVER | RE_RES_SFD_1S_SLAB | 170 | 1
HRE_RES_ROOF_ASPHALT_SHINGLE_LAMINATED | HRE_ROOF_COVER | RE_RES_SFD_1S_SLAB | 171 | 1
HRE_RES_ROOF_ASPHALT_SHINGLE_LAMINATED | HRE_ROOF_COVER | RE_RES_SFD_1S_SLAB | 172 | 1
HRE_RES_ROOF_ASPHALT_SHINGLE_LAMINATED | HRE_ROOF_COVER | RE_RES_SFD_1S_SLAB | 173 | 1
HRE_RES_ROOF_ASPHALT_SHINGLE_LAMINATED | HRE_ROOF_COVER | RE_RES_SFD_1S_SLAB | 174 | 1
HRE_RES_ROOF_ASPHALT_SHINGLE_LAMINATED | HRE_ROOF_COVER | RE_RES_SFD_1S_SLAB | 175 | 1
HRE_RES_ROOF_ASPHALT_SHINGLE_LAMINATED | HRE_ROOF_COVER | RE_RES_SFD_1S_SLAB | 176 | 1
HRE_RES_ROOF_ASPHALT_SHINGLE_LAMINATED | HRE_ROOF_COVER | RE_RES_SFD_1S_SLAB | 177 | 1
HRE_RES_ROOF_ASPHALT_SHINGLE_LAMINATED | HRE_ROOF_COVER | RE_RES_SFD_1S_SLAB | 178 | 1
HRE_RES_ROOF_ASPHALT_SHINGLE_LAMINATED | HRE_ROOF_COVER | RE_RES_SFD_1S_SLAB | 179 | 1
HRE_RES_ROOF_ASPHALT_SHINGLE_LAMINATED | HRE_ROOF_COVER | RE_RES_SFD_1S_SLAB | 180 | 1
HRE_RES_ROOF_ASPHALT_SHINGLE_LAMINATED | HRE_ROOF_COVER | RE_RES_SFD_1S_SLAB | 181 | 1
HRE_RES_ROOF_ASPHALT_SHINGLE_LAMINATED | HRE_ROOF_COVER | RE_RES_SFD_1S_SLAB | 182 | 1
HRE_RES_ROOF_ASPHALT_SHINGLE_LAMINATED | HRE_ROOF_COVER | RE_RES_SFD_1S_SLAB | 183 | 1
HRE_RES_ROOF_ASPHALT_SHINGLE_LAMINATED | HRE_ROOF_COVER | RE_RES_SFD_1S_SLAB | 184 | 1
HRE_RES_ROOF_ASPHALT_SHINGLE_LAMINATED | HRE_ROOF_COVER | RE_RES_SFD_1S_SLAB | 185 | 1
HRE_RES_ROOF_ASPHALT_SHINGLE_LAMINATED | HRE_ROOF_COVER | RE_RES_SFD_1S_SLAB | 186 | 1
HRE_RES_ROOF_ASPHALT_SHINGLE_LAMINATED | HRE_ROOF_COVER | RE_RES_SFD_1S_SLAB | 187 | 1
HRE_RES_ROOF_ASPHALT_SHINGLE_LAMINATED | HRE_ROOF_COVER | RE_RES_SFD_1S_SLAB | 188 | 1
HRE_RES_ROOF_ASPHALT_SHINGLE_LAMINATED | HRE_ROOF_COVER | RE_RES_SFD_1S_SLAB | 189 | 1
HRE_RES_ROOF_ASPHALT_SHINGLE_LAMINATED | HRE_ROOF_COVER | RE_RES_SFD_1S_SLAB | 190 | 1
HRE_RES_ROOF_ASPHALT_SHINGLE_LAMINATED | HRE_ROOF_COVER | RE_RES_SFD_1S_SLAB | 191 | 1
HRE_RES_ROOF_ASPHALT_SHINGLE_LAMINATED | HRE_ROOF_COVER | RE_RES_SFD_1S_SLAB | 192 | 1
HRE_RES_ROOF_ASPHALT_SHINGLE_LAMINATED | HRE_ROOF_COVER | RE_RES_SFD_1S_SLAB | 193 | 1
HRE_RES_ROOF_ASPHALT_SHINGLE_LAMINATED | HRE_ROOF_COVER | RE_RES_SFD_1S_SLAB | 194 | 1
HRE_RES_ROOF_ASPHALT_SHINGLE_LAMINATED | HRE_ROOF_COVER | RE_RES_SFD_1S_SLAB | 195 | 1
HRE_RES_ROOF_ASPHALT_SHINGLE_LAMINATED | HRE_ROOF_COVER | RE_RES_SFD_1S_SLAB | 196 | 1
HRE_RES_ROOF_ASPHALT_SHINGLE_LAMINATED | HRE_ROOF_COVER | RE_RES_SFD_1S_SLAB | 197 | 1
HRE_RES_ROOF_ASPHALT_SHINGLE_LAMINATED | HRE_ROOF_COVER | RE_RES_SFD_1S_SLAB | 198 | 1
HRE_RES_ROOF_ASPHALT_SHINGLE_LAMINATED | HRE_ROOF_COVER | RE_RES_SFD_1S_SLAB | 199 | 1
HRE_RES_ROOF_ASPHALT_SHINGLE_LAMINATED | HRE_ROOF_COVER | RE_RES_SFD_1S_SLAB | 200 | 1
HRE_RES_ROOF_ASPHALT_SHINGLE_LAMINATED | HRE_ROOF_COVER | RE_RES_SFD_1S_SLAB | 201 | 1
HRE_RES_ROOF_ASPHALT_SHINGLE_LAMINATED | HRE_ROOF_COVER | RE_RES_SFD_1S_SLAB | 202 | 1
HRE_RES_ROOF_ASPHALT_SHINGLE_LAMINATED | HRE_ROOF_COVER | RE_RES_SFD_1S_SLAB | 203 | 1
HRE_RES_ROOF_ASPHALT_SHINGLE_LAMINATED | HRE_ROOF_COVER | RE_RES_SFD_1S_SLAB | 203.2 | 1
HRE_IND_ROOF_STANDING_SEAM_STEEL | HRE_ROOF_COVER | RE_IND_WAREHOUSE | 0 | 0
HRE_IND_ROOF_STANDING_SEAM_STEEL | HRE_ROOF_COVER | RE_IND_WAREHOUSE | 1 | 0
HRE_IND_ROOF_STANDING_SEAM_STEEL | HRE_ROOF_COVER | RE_IND_WAREHOUSE | 2 | 0
HRE_IND_ROOF_STANDING_SEAM_STEEL | HRE_ROOF_COVER | RE_IND_WAREHOUSE | 3 | 0
HRE_IND_ROOF_STANDING_SEAM_STEEL | HRE_ROOF_COVER | RE_IND_WAREHOUSE | 4 | 0
HRE_IND_ROOF_STANDING_SEAM_STEEL | HRE_ROOF_COVER | RE_IND_WAREHOUSE | 5 | 0
HRE_IND_ROOF_STANDING_SEAM_STEEL | HRE_ROOF_COVER | RE_IND_WAREHOUSE | 6 | 0
HRE_IND_ROOF_STANDING_SEAM_STEEL | HRE_ROOF_COVER | RE_IND_WAREHOUSE | 7 | 0
HRE_IND_ROOF_STANDING_SEAM_STEEL | HRE_ROOF_COVER | RE_IND_WAREHOUSE | 8 | 0
HRE_IND_ROOF_STANDING_SEAM_STEEL | HRE_ROOF_COVER | RE_IND_WAREHOUSE | 9 | 0
HRE_IND_ROOF_STANDING_SEAM_STEEL | HRE_ROOF_COVER | RE_IND_WAREHOUSE | 10 | 0
HRE_IND_ROOF_STANDING_SEAM_STEEL | HRE_ROOF_COVER | RE_IND_WAREHOUSE | 11 | 0
HRE_IND_ROOF_STANDING_SEAM_STEEL | HRE_ROOF_COVER | RE_IND_WAREHOUSE | 12 | 0
HRE_IND_ROOF_STANDING_SEAM_STEEL | HRE_ROOF_COVER | RE_IND_WAREHOUSE | 13 | 0
HRE_IND_ROOF_STANDING_SEAM_STEEL | HRE_ROOF_COVER | RE_IND_WAREHOUSE | 14 | 0
HRE_IND_ROOF_STANDING_SEAM_STEEL | HRE_ROOF_COVER | RE_IND_WAREHOUSE | 15 | 0
HRE_IND_ROOF_STANDING_SEAM_STEEL | HRE_ROOF_COVER | RE_IND_WAREHOUSE | 16 | 0
HRE_IND_ROOF_STANDING_SEAM_STEEL | HRE_ROOF_COVER | RE_IND_WAREHOUSE | 17 | 0
HRE_IND_ROOF_STANDING_SEAM_STEEL | HRE_ROOF_COVER | RE_IND_WAREHOUSE | 18 | 0
HRE_IND_ROOF_STANDING_SEAM_STEEL | HRE_ROOF_COVER | RE_IND_WAREHOUSE | 19 | 0
HRE_IND_ROOF_STANDING_SEAM_STEEL | HRE_ROOF_COVER | RE_IND_WAREHOUSE | 20 | 0
HRE_IND_ROOF_STANDING_SEAM_STEEL | HRE_ROOF_COVER | RE_IND_WAREHOUSE | 21 | 0
HRE_IND_ROOF_STANDING_SEAM_STEEL | HRE_ROOF_COVER | RE_IND_WAREHOUSE | 22 | 0
HRE_IND_ROOF_STANDING_SEAM_STEEL | HRE_ROOF_COVER | RE_IND_WAREHOUSE | 23 | 0
HRE_IND_ROOF_STANDING_SEAM_STEEL | HRE_ROOF_COVER | RE_IND_WAREHOUSE | 24 | 0
HRE_IND_ROOF_STANDING_SEAM_STEEL | HRE_ROOF_COVER | RE_IND_WAREHOUSE | 25 | 0
HRE_IND_ROOF_STANDING_SEAM_STEEL | HRE_ROOF_COVER | RE_IND_WAREHOUSE | 26 | 0
HRE_IND_ROOF_STANDING_SEAM_STEEL | HRE_ROOF_COVER | RE_IND_WAREHOUSE | 27 | 0
HRE_IND_ROOF_STANDING_SEAM_STEEL | HRE_ROOF_COVER | RE_IND_WAREHOUSE | 28 | 0
HRE_IND_ROOF_STANDING_SEAM_STEEL | HRE_ROOF_COVER | RE_IND_WAREHOUSE | 29 | 0
HRE_IND_ROOF_STANDING_SEAM_STEEL | HRE_ROOF_COVER | RE_IND_WAREHOUSE | 30 | 0
HRE_IND_ROOF_STANDING_SEAM_STEEL | HRE_ROOF_COVER | RE_IND_WAREHOUSE | 31 | 0
HRE_IND_ROOF_STANDING_SEAM_STEEL | HRE_ROOF_COVER | RE_IND_WAREHOUSE | 32 | 0
HRE_IND_ROOF_STANDING_SEAM_STEEL | HRE_ROOF_COVER | RE_IND_WAREHOUSE | 33 | 0
HRE_IND_ROOF_STANDING_SEAM_STEEL | HRE_ROOF_COVER | RE_IND_WAREHOUSE | 34 | 0
HRE_IND_ROOF_STANDING_SEAM_STEEL | HRE_ROOF_COVER | RE_IND_WAREHOUSE | 35 | 0
HRE_IND_ROOF_STANDING_SEAM_STEEL | HRE_ROOF_COVER | RE_IND_WAREHOUSE | 36 | 0
HRE_IND_ROOF_STANDING_SEAM_STEEL | HRE_ROOF_COVER | RE_IND_WAREHOUSE | 37 | 0
HRE_IND_ROOF_STANDING_SEAM_STEEL | HRE_ROOF_COVER | RE_IND_WAREHOUSE | 38 | 0
HRE_IND_ROOF_STANDING_SEAM_STEEL | HRE_ROOF_COVER | RE_IND_WAREHOUSE | 39 | 0
HRE_IND_ROOF_STANDING_SEAM_STEEL | HRE_ROOF_COVER | RE_IND_WAREHOUSE | 40 | 0
HRE_IND_ROOF_STANDING_SEAM_STEEL | HRE_ROOF_COVER | RE_IND_WAREHOUSE | 41 | 0
HRE_IND_ROOF_STANDING_SEAM_STEEL | HRE_ROOF_COVER | RE_IND_WAREHOUSE | 42 | 0
HRE_IND_ROOF_STANDING_SEAM_STEEL | HRE_ROOF_COVER | RE_IND_WAREHOUSE | 43 | 0
HRE_IND_ROOF_STANDING_SEAM_STEEL | HRE_ROOF_COVER | RE_IND_WAREHOUSE | 44 | 0
HRE_IND_ROOF_STANDING_SEAM_STEEL | HRE_ROOF_COVER | RE_IND_WAREHOUSE | 45 | 0
HRE_IND_ROOF_STANDING_SEAM_STEEL | HRE_ROOF_COVER | RE_IND_WAREHOUSE | 46 | 1e-06
HRE_IND_ROOF_STANDING_SEAM_STEEL | HRE_ROOF_COVER | RE_IND_WAREHOUSE | 47 | 2e-06
HRE_IND_ROOF_STANDING_SEAM_STEEL | HRE_ROOF_COVER | RE_IND_WAREHOUSE | 48 | 6e-06
HRE_IND_ROOF_STANDING_SEAM_STEEL | HRE_ROOF_COVER | RE_IND_WAREHOUSE | 49 | 1.5e-05
HRE_IND_ROOF_STANDING_SEAM_STEEL | HRE_ROOF_COVER | RE_IND_WAREHOUSE | 50 | 3.4e-05
HRE_IND_ROOF_STANDING_SEAM_STEEL | HRE_ROOF_COVER | RE_IND_WAREHOUSE | 51 | 7.6e-05
HRE_IND_ROOF_STANDING_SEAM_STEEL | HRE_ROOF_COVER | RE_IND_WAREHOUSE | 52 | 0.00016
HRE_IND_ROOF_STANDING_SEAM_STEEL | HRE_ROOF_COVER | RE_IND_WAREHOUSE | 53 | 0.000322
HRE_IND_ROOF_STANDING_SEAM_STEEL | HRE_ROOF_COVER | RE_IND_WAREHOUSE | 54 | 0.00062
HRE_IND_ROOF_STANDING_SEAM_STEEL | HRE_ROOF_COVER | RE_IND_WAREHOUSE | 55 | 0.001144
HRE_IND_ROOF_STANDING_SEAM_STEEL | HRE_ROOF_COVER | RE_IND_WAREHOUSE | 56 | 0.002027
HRE_IND_ROOF_STANDING_SEAM_STEEL | HRE_ROOF_COVER | RE_IND_WAREHOUSE | 57 | 0.003458
HRE_IND_ROOF_STANDING_SEAM_STEEL | HRE_ROOF_COVER | RE_IND_WAREHOUSE | 58 | 0.005689
HRE_IND_ROOF_STANDING_SEAM_STEEL | HRE_ROOF_COVER | RE_IND_WAREHOUSE | 59 | 0.009047
HRE_IND_ROOF_STANDING_SEAM_STEEL | HRE_ROOF_COVER | RE_IND_WAREHOUSE | 60 | 0.013926
HRE_IND_ROOF_STANDING_SEAM_STEEL | HRE_ROOF_COVER | RE_IND_WAREHOUSE | 61 | 0.020788
HRE_IND_ROOF_STANDING_SEAM_STEEL | HRE_ROOF_COVER | RE_IND_WAREHOUSE | 62 | 0.03014
HRE_IND_ROOF_STANDING_SEAM_STEEL | HRE_ROOF_COVER | RE_IND_WAREHOUSE | 63 | 0.042508
HRE_IND_ROOF_STANDING_SEAM_STEEL | HRE_ROOF_COVER | RE_IND_WAREHOUSE | 64 | 0.058404
HRE_IND_ROOF_STANDING_SEAM_STEEL | HRE_ROOF_COVER | RE_IND_WAREHOUSE | 65 | 0.078284
HRE_IND_ROOF_STANDING_SEAM_STEEL | HRE_ROOF_COVER | RE_IND_WAREHOUSE | 66 | 0.1025
HRE_IND_ROOF_STANDING_SEAM_STEEL | HRE_ROOF_COVER | RE_IND_WAREHOUSE | 67 | 0.13127
HRE_IND_ROOF_STANDING_SEAM_STEEL | HRE_ROOF_COVER | RE_IND_WAREHOUSE | 68 | 0.16465
HRE_IND_ROOF_STANDING_SEAM_STEEL | HRE_ROOF_COVER | RE_IND_WAREHOUSE | 69 | 0.20248
HRE_IND_ROOF_STANDING_SEAM_STEEL | HRE_ROOF_COVER | RE_IND_WAREHOUSE | 70 | 0.24444
HRE_IND_ROOF_STANDING_SEAM_STEEL | HRE_ROOF_COVER | RE_IND_WAREHOUSE | 71 | 0.29
HRE_IND_ROOF_STANDING_SEAM_STEEL | HRE_ROOF_COVER | RE_IND_WAREHOUSE | 72 | 0.33847
HRE_IND_ROOF_STANDING_SEAM_STEEL | HRE_ROOF_COVER | RE_IND_WAREHOUSE | 73 | 0.38906
HRE_IND_ROOF_STANDING_SEAM_STEEL | HRE_ROOF_COVER | RE_IND_WAREHOUSE | 74 | 0.44088
HRE_IND_ROOF_STANDING_SEAM_STEEL | HRE_ROOF_COVER | RE_IND_WAREHOUSE | 75 | 0.49303
HRE_IND_ROOF_STANDING_SEAM_STEEL | HRE_ROOF_COVER | RE_IND_WAREHOUSE | 76 | 0.5446
HRE_IND_ROOF_STANDING_SEAM_STEEL | HRE_ROOF_COVER | RE_IND_WAREHOUSE | 77 | 0.59478
HRE_IND_ROOF_STANDING_SEAM_STEEL | HRE_ROOF_COVER | RE_IND_WAREHOUSE | 78 | 0.64282
HRE_IND_ROOF_STANDING_SEAM_STEEL | HRE_ROOF_COVER | RE_IND_WAREHOUSE | 79 | 0.68814
HRE_IND_ROOF_STANDING_SEAM_STEEL | HRE_ROOF_COVER | RE_IND_WAREHOUSE | 80 | 0.73025
HRE_IND_ROOF_STANDING_SEAM_STEEL | HRE_ROOF_COVER | RE_IND_WAREHOUSE | 81 | 0.76884
HRE_IND_ROOF_STANDING_SEAM_STEEL | HRE_ROOF_COVER | RE_IND_WAREHOUSE | 82 | 0.80373
HRE_IND_ROOF_STANDING_SEAM_STEEL | HRE_ROOF_COVER | RE_IND_WAREHOUSE | 83 | 0.83486
HRE_IND_ROOF_STANDING_SEAM_STEEL | HRE_ROOF_COVER | RE_IND_WAREHOUSE | 84 | 0.86228
HRE_IND_ROOF_STANDING_SEAM_STEEL | HRE_ROOF_COVER | RE_IND_WAREHOUSE | 85 | 0.88616
HRE_IND_ROOF_STANDING_SEAM_STEEL | HRE_ROOF_COVER | RE_IND_WAREHOUSE | 86 | 0.9067
HRE_IND_ROOF_STANDING_SEAM_STEEL | HRE_ROOF_COVER | RE_IND_WAREHOUSE | 87 | 0.92418
HRE_IND_ROOF_STANDING_SEAM_STEEL | HRE_ROOF_COVER | RE_IND_WAREHOUSE | 88 | 0.93889
HRE_IND_ROOF_STANDING_SEAM_STEEL | HRE_ROOF_COVER | RE_IND_WAREHOUSE | 89 | 0.95114
HRE_IND_ROOF_STANDING_SEAM_STEEL | HRE_ROOF_COVER | RE_IND_WAREHOUSE | 90 | 0.96124
HRE_IND_ROOF_STANDING_SEAM_STEEL | HRE_ROOF_COVER | RE_IND_WAREHOUSE | 91 | 0.96949
HRE_IND_ROOF_STANDING_SEAM_STEEL | HRE_ROOF_COVER | RE_IND_WAREHOUSE | 92 | 0.97616
HRE_IND_ROOF_STANDING_SEAM_STEEL | HRE_ROOF_COVER | RE_IND_WAREHOUSE | 93 | 0.9815
HRE_IND_ROOF_STANDING_SEAM_STEEL | HRE_ROOF_COVER | RE_IND_WAREHOUSE | 94 | 0.98575
HRE_IND_ROOF_STANDING_SEAM_STEEL | HRE_ROOF_COVER | RE_IND_WAREHOUSE | 95 | 0.9891
HRE_IND_ROOF_STANDING_SEAM_STEEL | HRE_ROOF_COVER | RE_IND_WAREHOUSE | 96 | 0.99172
HRE_IND_ROOF_STANDING_SEAM_STEEL | HRE_ROOF_COVER | RE_IND_WAREHOUSE | 97 | 0.99375
HRE_IND_ROOF_STANDING_SEAM_STEEL | HRE_ROOF_COVER | RE_IND_WAREHOUSE | 98 | 0.99531
HRE_IND_ROOF_STANDING_SEAM_STEEL | HRE_ROOF_COVER | RE_IND_WAREHOUSE | 99 | 0.9965
HRE_IND_ROOF_STANDING_SEAM_STEEL | HRE_ROOF_COVER | RE_IND_WAREHOUSE | 100 | 0.99741
HRE_IND_ROOF_STANDING_SEAM_STEEL | HRE_ROOF_COVER | RE_IND_WAREHOUSE | 101 | 0.99809
HRE_IND_ROOF_STANDING_SEAM_STEEL | HRE_ROOF_COVER | RE_IND_WAREHOUSE | 102 | 0.9986
HRE_IND_ROOF_STANDING_SEAM_STEEL | HRE_ROOF_COVER | RE_IND_WAREHOUSE | 103 | 0.99898
HRE_IND_ROOF_STANDING_SEAM_STEEL | HRE_ROOF_COVER | RE_IND_WAREHOUSE | 104 | 0.99926
HRE_IND_ROOF_STANDING_SEAM_STEEL | HRE_ROOF_COVER | RE_IND_WAREHOUSE | 105 | 0.99947
HRE_IND_ROOF_STANDING_SEAM_STEEL | HRE_ROOF_COVER | RE_IND_WAREHOUSE | 106 | 0.99962
HRE_IND_ROOF_STANDING_SEAM_STEEL | HRE_ROOF_COVER | RE_IND_WAREHOUSE | 107 | 0.99973
HRE_IND_ROOF_STANDING_SEAM_STEEL | HRE_ROOF_COVER | RE_IND_WAREHOUSE | 108 | 0.99981
HRE_IND_ROOF_STANDING_SEAM_STEEL | HRE_ROOF_COVER | RE_IND_WAREHOUSE | 109 | 0.99986
HRE_IND_ROOF_STANDING_SEAM_STEEL | HRE_ROOF_COVER | RE_IND_WAREHOUSE | 110 | 0.9999
HRE_IND_ROOF_STANDING_SEAM_STEEL | HRE_ROOF_COVER | RE_IND_WAREHOUSE | 111 | 0.99993
HRE_IND_ROOF_STANDING_SEAM_STEEL | HRE_ROOF_COVER | RE_IND_WAREHOUSE | 112 | 0.99995
HRE_IND_ROOF_STANDING_SEAM_STEEL | HRE_ROOF_COVER | RE_IND_WAREHOUSE | 113 | 0.99997
HRE_IND_ROOF_STANDING_SEAM_STEEL | HRE_ROOF_COVER | RE_IND_WAREHOUSE | 114 | 0.99998
HRE_IND_ROOF_STANDING_SEAM_STEEL | HRE_ROOF_COVER | RE_IND_WAREHOUSE | 115 | 0.99998
HRE_IND_ROOF_STANDING_SEAM_STEEL | HRE_ROOF_COVER | RE_IND_WAREHOUSE | 116 | 0.99999
HRE_IND_ROOF_STANDING_SEAM_STEEL | HRE_ROOF_COVER | RE_IND_WAREHOUSE | 117 | 0.99999
HRE_IND_ROOF_STANDING_SEAM_STEEL | HRE_ROOF_COVER | RE_IND_WAREHOUSE | 118 | 0.99999
HRE_IND_ROOF_STANDING_SEAM_STEEL | HRE_ROOF_COVER | RE_IND_WAREHOUSE | 119 | 1
HRE_IND_ROOF_STANDING_SEAM_STEEL | HRE_ROOF_COVER | RE_IND_WAREHOUSE | 120 | 1
HRE_IND_ROOF_STANDING_SEAM_STEEL | HRE_ROOF_COVER | RE_IND_WAREHOUSE | 121 | 1
HRE_IND_ROOF_STANDING_SEAM_STEEL | HRE_ROOF_COVER | RE_IND_WAREHOUSE | 122 | 1
HRE_IND_ROOF_STANDING_SEAM_STEEL | HRE_ROOF_COVER | RE_IND_WAREHOUSE | 123 | 1
HRE_IND_ROOF_STANDING_SEAM_STEEL | HRE_ROOF_COVER | RE_IND_WAREHOUSE | 124 | 1
HRE_IND_ROOF_STANDING_SEAM_STEEL | HRE_ROOF_COVER | RE_IND_WAREHOUSE | 125 | 1
HRE_IND_ROOF_STANDING_SEAM_STEEL | HRE_ROOF_COVER | RE_IND_WAREHOUSE | 126 | 1
HRE_IND_ROOF_STANDING_SEAM_STEEL | HRE_ROOF_COVER | RE_IND_WAREHOUSE | 127 | 1
HRE_IND_ROOF_STANDING_SEAM_STEEL | HRE_ROOF_COVER | RE_IND_WAREHOUSE | 128 | 1
HRE_IND_ROOF_STANDING_SEAM_STEEL | HRE_ROOF_COVER | RE_IND_WAREHOUSE | 129 | 1
HRE_IND_ROOF_STANDING_SEAM_STEEL | HRE_ROOF_COVER | RE_IND_WAREHOUSE | 130 | 1
HRE_IND_ROOF_STANDING_SEAM_STEEL | HRE_ROOF_COVER | RE_IND_WAREHOUSE | 131 | 1
HRE_IND_ROOF_STANDING_SEAM_STEEL | HRE_ROOF_COVER | RE_IND_WAREHOUSE | 132 | 1
HRE_IND_ROOF_STANDING_SEAM_STEEL | HRE_ROOF_COVER | RE_IND_WAREHOUSE | 133 | 1
HRE_IND_ROOF_STANDING_SEAM_STEEL | HRE_ROOF_COVER | RE_IND_WAREHOUSE | 134 | 1
HRE_IND_ROOF_STANDING_SEAM_STEEL | HRE_ROOF_COVER | RE_IND_WAREHOUSE | 135 | 1
HRE_IND_ROOF_STANDING_SEAM_STEEL | HRE_ROOF_COVER | RE_IND_WAREHOUSE | 136 | 1
HRE_IND_ROOF_STANDING_SEAM_STEEL | HRE_ROOF_COVER | RE_IND_WAREHOUSE | 137 | 1
HRE_IND_ROOF_STANDING_SEAM_STEEL | HRE_ROOF_COVER | RE_IND_WAREHOUSE | 138 | 1
HRE_IND_ROOF_STANDING_SEAM_STEEL | HRE_ROOF_COVER | RE_IND_WAREHOUSE | 139 | 1
HRE_IND_ROOF_STANDING_SEAM_STEEL | HRE_ROOF_COVER | RE_IND_WAREHOUSE | 140 | 1
HRE_IND_ROOF_STANDING_SEAM_STEEL | HRE_ROOF_COVER | RE_IND_WAREHOUSE | 141 | 1
HRE_IND_ROOF_STANDING_SEAM_STEEL | HRE_ROOF_COVER | RE_IND_WAREHOUSE | 142 | 1
HRE_IND_ROOF_STANDING_SEAM_STEEL | HRE_ROOF_COVER | RE_IND_WAREHOUSE | 143 | 1
HRE_IND_ROOF_STANDING_SEAM_STEEL | HRE_ROOF_COVER | RE_IND_WAREHOUSE | 144 | 1
HRE_IND_ROOF_STANDING_SEAM_STEEL | HRE_ROOF_COVER | RE_IND_WAREHOUSE | 145 | 1
HRE_IND_ROOF_STANDING_SEAM_STEEL | HRE_ROOF_COVER | RE_IND_WAREHOUSE | 146 | 1
HRE_IND_ROOF_STANDING_SEAM_STEEL | HRE_ROOF_COVER | RE_IND_WAREHOUSE | 147 | 1
HRE_IND_ROOF_STANDING_SEAM_STEEL | HRE_ROOF_COVER | RE_IND_WAREHOUSE | 148 | 1
HRE_IND_ROOF_STANDING_SEAM_STEEL | HRE_ROOF_COVER | RE_IND_WAREHOUSE | 149 | 1
HRE_IND_ROOF_STANDING_SEAM_STEEL | HRE_ROOF_COVER | RE_IND_WAREHOUSE | 150 | 1
HRE_IND_ROOF_STANDING_SEAM_STEEL | HRE_ROOF_COVER | RE_IND_WAREHOUSE | 151 | 1
HRE_IND_ROOF_STANDING_SEAM_STEEL | HRE_ROOF_COVER | RE_IND_WAREHOUSE | 152 | 1
HRE_IND_ROOF_STANDING_SEAM_STEEL | HRE_ROOF_COVER | RE_IND_WAREHOUSE | 153 | 1
HRE_IND_ROOF_STANDING_SEAM_STEEL | HRE_ROOF_COVER | RE_IND_WAREHOUSE | 154 | 1
HRE_IND_ROOF_STANDING_SEAM_STEEL | HRE_ROOF_COVER | RE_IND_WAREHOUSE | 155 | 1
HRE_IND_ROOF_STANDING_SEAM_STEEL | HRE_ROOF_COVER | RE_IND_WAREHOUSE | 156 | 1
HRE_IND_ROOF_STANDING_SEAM_STEEL | HRE_ROOF_COVER | RE_IND_WAREHOUSE | 157 | 1
HRE_IND_ROOF_STANDING_SEAM_STEEL | HRE_ROOF_COVER | RE_IND_WAREHOUSE | 158 | 1
HRE_IND_ROOF_STANDING_SEAM_STEEL | HRE_ROOF_COVER | RE_IND_WAREHOUSE | 159 | 1
HRE_IND_ROOF_STANDING_SEAM_STEEL | HRE_ROOF_COVER | RE_IND_WAREHOUSE | 160 | 1
HRE_IND_ROOF_STANDING_SEAM_STEEL | HRE_ROOF_COVER | RE_IND_WAREHOUSE | 161 | 1
HRE_IND_ROOF_STANDING_SEAM_STEEL | HRE_ROOF_COVER | RE_IND_WAREHOUSE | 162 | 1
HRE_IND_ROOF_STANDING_SEAM_STEEL | HRE_ROOF_COVER | RE_IND_WAREHOUSE | 163 | 1
HRE_IND_ROOF_STANDING_SEAM_STEEL | HRE_ROOF_COVER | RE_IND_WAREHOUSE | 164 | 1
HRE_IND_ROOF_STANDING_SEAM_STEEL | HRE_ROOF_COVER | RE_IND_WAREHOUSE | 165 | 1
HRE_IND_ROOF_STANDING_SEAM_STEEL | HRE_ROOF_COVER | RE_IND_WAREHOUSE | 166 | 1
HRE_IND_ROOF_STANDING_SEAM_STEEL | HRE_ROOF_COVER | RE_IND_WAREHOUSE | 167 | 1
HRE_IND_ROOF_STANDING_SEAM_STEEL | HRE_ROOF_COVER | RE_IND_WAREHOUSE | 168 | 1
HRE_IND_ROOF_STANDING_SEAM_STEEL | HRE_ROOF_COVER | RE_IND_WAREHOUSE | 169 | 1
HRE_IND_ROOF_STANDING_SEAM_STEEL | HRE_ROOF_COVER | RE_IND_WAREHOUSE | 170 | 1
HRE_IND_ROOF_STANDING_SEAM_STEEL | HRE_ROOF_COVER | RE_IND_WAREHOUSE | 171 | 1
HRE_IND_ROOF_STANDING_SEAM_STEEL | HRE_ROOF_COVER | RE_IND_WAREHOUSE | 172 | 1
HRE_IND_ROOF_STANDING_SEAM_STEEL | HRE_ROOF_COVER | RE_IND_WAREHOUSE | 173 | 1
HRE_IND_ROOF_STANDING_SEAM_STEEL | HRE_ROOF_COVER | RE_IND_WAREHOUSE | 174 | 1
HRE_IND_ROOF_STANDING_SEAM_STEEL | HRE_ROOF_COVER | RE_IND_WAREHOUSE | 175 | 1
HRE_IND_ROOF_STANDING_SEAM_STEEL | HRE_ROOF_COVER | RE_IND_WAREHOUSE | 176 | 1
HRE_IND_ROOF_STANDING_SEAM_STEEL | HRE_ROOF_COVER | RE_IND_WAREHOUSE | 177 | 1
HRE_IND_ROOF_STANDING_SEAM_STEEL | HRE_ROOF_COVER | RE_IND_WAREHOUSE | 178 | 1
HRE_IND_ROOF_STANDING_SEAM_STEEL | HRE_ROOF_COVER | RE_IND_WAREHOUSE | 179 | 1
HRE_IND_ROOF_STANDING_SEAM_STEEL | HRE_ROOF_COVER | RE_IND_WAREHOUSE | 180 | 1
HRE_IND_ROOF_STANDING_SEAM_STEEL | HRE_ROOF_COVER | RE_IND_WAREHOUSE | 181 | 1
HRE_IND_ROOF_STANDING_SEAM_STEEL | HRE_ROOF_COVER | RE_IND_WAREHOUSE | 182 | 1
HRE_IND_ROOF_STANDING_SEAM_STEEL | HRE_ROOF_COVER | RE_IND_WAREHOUSE | 183 | 1
HRE_IND_ROOF_STANDING_SEAM_STEEL | HRE_ROOF_COVER | RE_IND_WAREHOUSE | 184 | 1
HRE_IND_ROOF_STANDING_SEAM_STEEL | HRE_ROOF_COVER | RE_IND_WAREHOUSE | 185 | 1
HRE_IND_ROOF_STANDING_SEAM_STEEL | HRE_ROOF_COVER | RE_IND_WAREHOUSE | 186 | 1
HRE_IND_ROOF_STANDING_SEAM_STEEL | HRE_ROOF_COVER | RE_IND_WAREHOUSE | 187 | 1
HRE_IND_ROOF_STANDING_SEAM_STEEL | HRE_ROOF_COVER | RE_IND_WAREHOUSE | 188 | 1
HRE_IND_ROOF_STANDING_SEAM_STEEL | HRE_ROOF_COVER | RE_IND_WAREHOUSE | 189 | 1
HRE_IND_ROOF_STANDING_SEAM_STEEL | HRE_ROOF_COVER | RE_IND_WAREHOUSE | 190 | 1
HRE_IND_ROOF_STANDING_SEAM_STEEL | HRE_ROOF_COVER | RE_IND_WAREHOUSE | 191 | 1
HRE_IND_ROOF_STANDING_SEAM_STEEL | HRE_ROOF_COVER | RE_IND_WAREHOUSE | 192 | 1
HRE_IND_ROOF_STANDING_SEAM_STEEL | HRE_ROOF_COVER | RE_IND_WAREHOUSE | 193 | 1
HRE_IND_ROOF_STANDING_SEAM_STEEL | HRE_ROOF_COVER | RE_IND_WAREHOUSE | 194 | 1
HRE_IND_ROOF_STANDING_SEAM_STEEL | HRE_ROOF_COVER | RE_IND_WAREHOUSE | 195 | 1
HRE_IND_ROOF_STANDING_SEAM_STEEL | HRE_ROOF_COVER | RE_IND_WAREHOUSE | 196 | 1
HRE_IND_ROOF_STANDING_SEAM_STEEL | HRE_ROOF_COVER | RE_IND_WAREHOUSE | 197 | 1
HRE_IND_ROOF_STANDING_SEAM_STEEL | HRE_ROOF_COVER | RE_IND_WAREHOUSE | 198 | 1
HRE_IND_ROOF_STANDING_SEAM_STEEL | HRE_ROOF_COVER | RE_IND_WAREHOUSE | 199 | 1
HRE_IND_ROOF_STANDING_SEAM_STEEL | HRE_ROOF_COVER | RE_IND_WAREHOUSE | 200 | 1
HRE_IND_ROOF_STANDING_SEAM_STEEL | HRE_ROOF_COVER | RE_IND_WAREHOUSE | 201 | 1
HRE_IND_ROOF_STANDING_SEAM_STEEL | HRE_ROOF_COVER | RE_IND_WAREHOUSE | 202 | 1
HRE_IND_ROOF_STANDING_SEAM_STEEL | HRE_ROOF_COVER | RE_IND_WAREHOUSE | 203 | 1
HRE_IND_ROOF_STANDING_SEAM_STEEL | HRE_ROOF_COVER | RE_IND_WAREHOUSE | 203.2 | 1
HRE_OFF_ROOF_TPO_MEMBRANE_AND_INSULATION | HRE_ROOF_COVER | RE_COM_OFFICE_3S_SLAB | 0 | 0
HRE_OFF_ROOF_TPO_MEMBRANE_AND_INSULATION | HRE_ROOF_COVER | RE_COM_OFFICE_3S_SLAB | 1 | 0
HRE_OFF_ROOF_TPO_MEMBRANE_AND_INSULATION | HRE_ROOF_COVER | RE_COM_OFFICE_3S_SLAB | 2 | 0
HRE_OFF_ROOF_TPO_MEMBRANE_AND_INSULATION | HRE_ROOF_COVER | RE_COM_OFFICE_3S_SLAB | 3 | 0
HRE_OFF_ROOF_TPO_MEMBRANE_AND_INSULATION | HRE_ROOF_COVER | RE_COM_OFFICE_3S_SLAB | 4 | 0
HRE_OFF_ROOF_TPO_MEMBRANE_AND_INSULATION | HRE_ROOF_COVER | RE_COM_OFFICE_3S_SLAB | 5 | 0
HRE_OFF_ROOF_TPO_MEMBRANE_AND_INSULATION | HRE_ROOF_COVER | RE_COM_OFFICE_3S_SLAB | 6 | 0
HRE_OFF_ROOF_TPO_MEMBRANE_AND_INSULATION | HRE_ROOF_COVER | RE_COM_OFFICE_3S_SLAB | 7 | 0
HRE_OFF_ROOF_TPO_MEMBRANE_AND_INSULATION | HRE_ROOF_COVER | RE_COM_OFFICE_3S_SLAB | 8 | 0
HRE_OFF_ROOF_TPO_MEMBRANE_AND_INSULATION | HRE_ROOF_COVER | RE_COM_OFFICE_3S_SLAB | 9 | 0
HRE_OFF_ROOF_TPO_MEMBRANE_AND_INSULATION | HRE_ROOF_COVER | RE_COM_OFFICE_3S_SLAB | 10 | 0
HRE_OFF_ROOF_TPO_MEMBRANE_AND_INSULATION | HRE_ROOF_COVER | RE_COM_OFFICE_3S_SLAB | 11 | 0
HRE_OFF_ROOF_TPO_MEMBRANE_AND_INSULATION | HRE_ROOF_COVER | RE_COM_OFFICE_3S_SLAB | 12 | 0
HRE_OFF_ROOF_TPO_MEMBRANE_AND_INSULATION | HRE_ROOF_COVER | RE_COM_OFFICE_3S_SLAB | 13 | 1e-06
HRE_OFF_ROOF_TPO_MEMBRANE_AND_INSULATION | HRE_ROOF_COVER | RE_COM_OFFICE_3S_SLAB | 14 | 4e-06
HRE_OFF_ROOF_TPO_MEMBRANE_AND_INSULATION | HRE_ROOF_COVER | RE_COM_OFFICE_3S_SLAB | 15 | 1.7e-05
HRE_OFF_ROOF_TPO_MEMBRANE_AND_INSULATION | HRE_ROOF_COVER | RE_COM_OFFICE_3S_SLAB | 16 | 6.2e-05
HRE_OFF_ROOF_TPO_MEMBRANE_AND_INSULATION | HRE_ROOF_COVER | RE_COM_OFFICE_3S_SLAB | 17 | 0.000192
HRE_OFF_ROOF_TPO_MEMBRANE_AND_INSULATION | HRE_ROOF_COVER | RE_COM_OFFICE_3S_SLAB | 18 | 0.00052
HRE_OFF_ROOF_TPO_MEMBRANE_AND_INSULATION | HRE_ROOF_COVER | RE_COM_OFFICE_3S_SLAB | 19 | 0.001252
HRE_OFF_ROOF_TPO_MEMBRANE_AND_INSULATION | HRE_ROOF_COVER | RE_COM_OFFICE_3S_SLAB | 20 | 0.002722
HRE_OFF_ROOF_TPO_MEMBRANE_AND_INSULATION | HRE_ROOF_COVER | RE_COM_OFFICE_3S_SLAB | 21 | 0.005419
HRE_OFF_ROOF_TPO_MEMBRANE_AND_INSULATION | HRE_ROOF_COVER | RE_COM_OFFICE_3S_SLAB | 22 | 0.00998
HRE_OFF_ROOF_TPO_MEMBRANE_AND_INSULATION | HRE_ROOF_COVER | RE_COM_OFFICE_3S_SLAB | 23 | 0.017168
HRE_OFF_ROOF_TPO_MEMBRANE_AND_INSULATION | HRE_ROOF_COVER | RE_COM_OFFICE_3S_SLAB | 24 | 0.027804
HRE_OFF_ROOF_TPO_MEMBRANE_AND_INSULATION | HRE_ROOF_COVER | RE_COM_OFFICE_3S_SLAB | 25 | 0.042685
HRE_OFF_ROOF_TPO_MEMBRANE_AND_INSULATION | HRE_ROOF_COVER | RE_COM_OFFICE_3S_SLAB | 26 | 0.062492
HRE_OFF_ROOF_TPO_MEMBRANE_AND_INSULATION | HRE_ROOF_COVER | RE_COM_OFFICE_3S_SLAB | 27 | 0.087701
HRE_OFF_ROOF_TPO_MEMBRANE_AND_INSULATION | HRE_ROOF_COVER | RE_COM_OFFICE_3S_SLAB | 28 | 0.11852
HRE_OFF_ROOF_TPO_MEMBRANE_AND_INSULATION | HRE_ROOF_COVER | RE_COM_OFFICE_3S_SLAB | 29 | 0.15485
HRE_OFF_ROOF_TPO_MEMBRANE_AND_INSULATION | HRE_ROOF_COVER | RE_COM_OFFICE_3S_SLAB | 30 | 0.19629
HRE_OFF_ROOF_TPO_MEMBRANE_AND_INSULATION | HRE_ROOF_COVER | RE_COM_OFFICE_3S_SLAB | 31 | 0.24218
HRE_OFF_ROOF_TPO_MEMBRANE_AND_INSULATION | HRE_ROOF_COVER | RE_COM_OFFICE_3S_SLAB | 32 | 0.29163
HRE_OFF_ROOF_TPO_MEMBRANE_AND_INSULATION | HRE_ROOF_COVER | RE_COM_OFFICE_3S_SLAB | 33 | 0.34363
HRE_OFF_ROOF_TPO_MEMBRANE_AND_INSULATION | HRE_ROOF_COVER | RE_COM_OFFICE_3S_SLAB | 34 | 0.39709
HRE_OFF_ROOF_TPO_MEMBRANE_AND_INSULATION | HRE_ROOF_COVER | RE_COM_OFFICE_3S_SLAB | 35 | 0.45094
HRE_OFF_ROOF_TPO_MEMBRANE_AND_INSULATION | HRE_ROOF_COVER | RE_COM_OFFICE_3S_SLAB | 36 | 0.50416
HRE_OFF_ROOF_TPO_MEMBRANE_AND_INSULATION | HRE_ROOF_COVER | RE_COM_OFFICE_3S_SLAB | 37 | 0.55586
HRE_OFF_ROOF_TPO_MEMBRANE_AND_INSULATION | HRE_ROOF_COVER | RE_COM_OFFICE_3S_SLAB | 38 | 0.60529
HRE_OFF_ROOF_TPO_MEMBRANE_AND_INSULATION | HRE_ROOF_COVER | RE_COM_OFFICE_3S_SLAB | 39 | 0.65186
HRE_OFF_ROOF_TPO_MEMBRANE_AND_INSULATION | HRE_ROOF_COVER | RE_COM_OFFICE_3S_SLAB | 40 | 0.69515
HRE_OFF_ROOF_TPO_MEMBRANE_AND_INSULATION | HRE_ROOF_COVER | RE_COM_OFFICE_3S_SLAB | 41 | 0.73491
HRE_OFF_ROOF_TPO_MEMBRANE_AND_INSULATION | HRE_ROOF_COVER | RE_COM_OFFICE_3S_SLAB | 42 | 0.77099
HRE_OFF_ROOF_TPO_MEMBRANE_AND_INSULATION | HRE_ROOF_COVER | RE_COM_OFFICE_3S_SLAB | 43 | 0.80339
HRE_OFF_ROOF_TPO_MEMBRANE_AND_INSULATION | HRE_ROOF_COVER | RE_COM_OFFICE_3S_SLAB | 44 | 0.8322
HRE_OFF_ROOF_TPO_MEMBRANE_AND_INSULATION | HRE_ROOF_COVER | RE_COM_OFFICE_3S_SLAB | 45 | 0.85759
HRE_OFF_ROOF_TPO_MEMBRANE_AND_INSULATION | HRE_ROOF_COVER | RE_COM_OFFICE_3S_SLAB | 46 | 0.87978
HRE_OFF_ROOF_TPO_MEMBRANE_AND_INSULATION | HRE_ROOF_COVER | RE_COM_OFFICE_3S_SLAB | 47 | 0.89902
HRE_OFF_ROOF_TPO_MEMBRANE_AND_INSULATION | HRE_ROOF_COVER | RE_COM_OFFICE_3S_SLAB | 48 | 0.91557
HRE_OFF_ROOF_TPO_MEMBRANE_AND_INSULATION | HRE_ROOF_COVER | RE_COM_OFFICE_3S_SLAB | 49 | 0.92973
HRE_OFF_ROOF_TPO_MEMBRANE_AND_INSULATION | HRE_ROOF_COVER | RE_COM_OFFICE_3S_SLAB | 50 | 0.94175
HRE_OFF_ROOF_TPO_MEMBRANE_AND_INSULATION | HRE_ROOF_COVER | RE_COM_OFFICE_3S_SLAB | 51 | 0.95191
HRE_OFF_ROOF_TPO_MEMBRANE_AND_INSULATION | HRE_ROOF_COVER | RE_COM_OFFICE_3S_SLAB | 52 | 0.96044
HRE_OFF_ROOF_TPO_MEMBRANE_AND_INSULATION | HRE_ROOF_COVER | RE_COM_OFFICE_3S_SLAB | 53 | 0.96757
HRE_OFF_ROOF_TPO_MEMBRANE_AND_INSULATION | HRE_ROOF_COVER | RE_COM_OFFICE_3S_SLAB | 54 | 0.9735
HRE_OFF_ROOF_TPO_MEMBRANE_AND_INSULATION | HRE_ROOF_COVER | RE_COM_OFFICE_3S_SLAB | 55 | 0.97841
HRE_OFF_ROOF_TPO_MEMBRANE_AND_INSULATION | HRE_ROOF_COVER | RE_COM_OFFICE_3S_SLAB | 56 | 0.98247
HRE_OFF_ROOF_TPO_MEMBRANE_AND_INSULATION | HRE_ROOF_COVER | RE_COM_OFFICE_3S_SLAB | 57 | 0.98579
HRE_OFF_ROOF_TPO_MEMBRANE_AND_INSULATION | HRE_ROOF_COVER | RE_COM_OFFICE_3S_SLAB | 58 | 0.98852
HRE_OFF_ROOF_TPO_MEMBRANE_AND_INSULATION | HRE_ROOF_COVER | RE_COM_OFFICE_3S_SLAB | 59 | 0.99074
HRE_OFF_ROOF_TPO_MEMBRANE_AND_INSULATION | HRE_ROOF_COVER | RE_COM_OFFICE_3S_SLAB | 60 | 0.99255
HRE_OFF_ROOF_TPO_MEMBRANE_AND_INSULATION | HRE_ROOF_COVER | RE_COM_OFFICE_3S_SLAB | 61 | 0.99402
HRE_OFF_ROOF_TPO_MEMBRANE_AND_INSULATION | HRE_ROOF_COVER | RE_COM_OFFICE_3S_SLAB | 62 | 0.99521
HRE_OFF_ROOF_TPO_MEMBRANE_AND_INSULATION | HRE_ROOF_COVER | RE_COM_OFFICE_3S_SLAB | 63 | 0.99617
HRE_OFF_ROOF_TPO_MEMBRANE_AND_INSULATION | HRE_ROOF_COVER | RE_COM_OFFICE_3S_SLAB | 64 | 0.99694
HRE_OFF_ROOF_TPO_MEMBRANE_AND_INSULATION | HRE_ROOF_COVER | RE_COM_OFFICE_3S_SLAB | 65 | 0.99756
HRE_OFF_ROOF_TPO_MEMBRANE_AND_INSULATION | HRE_ROOF_COVER | RE_COM_OFFICE_3S_SLAB | 66 | 0.99806
HRE_OFF_ROOF_TPO_MEMBRANE_AND_INSULATION | HRE_ROOF_COVER | RE_COM_OFFICE_3S_SLAB | 67 | 0.99846
HRE_OFF_ROOF_TPO_MEMBRANE_AND_INSULATION | HRE_ROOF_COVER | RE_COM_OFFICE_3S_SLAB | 68 | 0.99877
HRE_OFF_ROOF_TPO_MEMBRANE_AND_INSULATION | HRE_ROOF_COVER | RE_COM_OFFICE_3S_SLAB | 69 | 0.99903
HRE_OFF_ROOF_TPO_MEMBRANE_AND_INSULATION | HRE_ROOF_COVER | RE_COM_OFFICE_3S_SLAB | 70 | 0.99923
HRE_OFF_ROOF_TPO_MEMBRANE_AND_INSULATION | HRE_ROOF_COVER | RE_COM_OFFICE_3S_SLAB | 71 | 0.99939
HRE_OFF_ROOF_TPO_MEMBRANE_AND_INSULATION | HRE_ROOF_COVER | RE_COM_OFFICE_3S_SLAB | 72 | 0.99952
HRE_OFF_ROOF_TPO_MEMBRANE_AND_INSULATION | HRE_ROOF_COVER | RE_COM_OFFICE_3S_SLAB | 73 | 0.99962
HRE_OFF_ROOF_TPO_MEMBRANE_AND_INSULATION | HRE_ROOF_COVER | RE_COM_OFFICE_3S_SLAB | 74 | 0.9997
HRE_OFF_ROOF_TPO_MEMBRANE_AND_INSULATION | HRE_ROOF_COVER | RE_COM_OFFICE_3S_SLAB | 75 | 0.99976
HRE_OFF_ROOF_TPO_MEMBRANE_AND_INSULATION | HRE_ROOF_COVER | RE_COM_OFFICE_3S_SLAB | 76 | 0.99981
HRE_OFF_ROOF_TPO_MEMBRANE_AND_INSULATION | HRE_ROOF_COVER | RE_COM_OFFICE_3S_SLAB | 77 | 0.99985
HRE_OFF_ROOF_TPO_MEMBRANE_AND_INSULATION | HRE_ROOF_COVER | RE_COM_OFFICE_3S_SLAB | 78 | 0.99988
HRE_OFF_ROOF_TPO_MEMBRANE_AND_INSULATION | HRE_ROOF_COVER | RE_COM_OFFICE_3S_SLAB | 79 | 0.99991
HRE_OFF_ROOF_TPO_MEMBRANE_AND_INSULATION | HRE_ROOF_COVER | RE_COM_OFFICE_3S_SLAB | 80 | 0.99993
HRE_OFF_ROOF_TPO_MEMBRANE_AND_INSULATION | HRE_ROOF_COVER | RE_COM_OFFICE_3S_SLAB | 81 | 0.99994
HRE_OFF_ROOF_TPO_MEMBRANE_AND_INSULATION | HRE_ROOF_COVER | RE_COM_OFFICE_3S_SLAB | 82 | 0.99996
HRE_OFF_ROOF_TPO_MEMBRANE_AND_INSULATION | HRE_ROOF_COVER | RE_COM_OFFICE_3S_SLAB | 83 | 0.99996
HRE_OFF_ROOF_TPO_MEMBRANE_AND_INSULATION | HRE_ROOF_COVER | RE_COM_OFFICE_3S_SLAB | 84 | 0.99997
HRE_OFF_ROOF_TPO_MEMBRANE_AND_INSULATION | HRE_ROOF_COVER | RE_COM_OFFICE_3S_SLAB | 85 | 0.99998
HRE_OFF_ROOF_TPO_MEMBRANE_AND_INSULATION | HRE_ROOF_COVER | RE_COM_OFFICE_3S_SLAB | 86 | 0.99998
HRE_OFF_ROOF_TPO_MEMBRANE_AND_INSULATION | HRE_ROOF_COVER | RE_COM_OFFICE_3S_SLAB | 87 | 0.99999
HRE_OFF_ROOF_TPO_MEMBRANE_AND_INSULATION | HRE_ROOF_COVER | RE_COM_OFFICE_3S_SLAB | 88 | 0.99999
HRE_OFF_ROOF_TPO_MEMBRANE_AND_INSULATION | HRE_ROOF_COVER | RE_COM_OFFICE_3S_SLAB | 89 | 0.99999
HRE_OFF_ROOF_TPO_MEMBRANE_AND_INSULATION | HRE_ROOF_COVER | RE_COM_OFFICE_3S_SLAB | 90 | 0.99999
HRE_OFF_ROOF_TPO_MEMBRANE_AND_INSULATION | HRE_ROOF_COVER | RE_COM_OFFICE_3S_SLAB | 91 | 0.99999
HRE_OFF_ROOF_TPO_MEMBRANE_AND_INSULATION | HRE_ROOF_COVER | RE_COM_OFFICE_3S_SLAB | 92 | 1
HRE_OFF_ROOF_TPO_MEMBRANE_AND_INSULATION | HRE_ROOF_COVER | RE_COM_OFFICE_3S_SLAB | 93 | 1
HRE_OFF_ROOF_TPO_MEMBRANE_AND_INSULATION | HRE_ROOF_COVER | RE_COM_OFFICE_3S_SLAB | 94 | 1
HRE_OFF_ROOF_TPO_MEMBRANE_AND_INSULATION | HRE_ROOF_COVER | RE_COM_OFFICE_3S_SLAB | 95 | 1
HRE_OFF_ROOF_TPO_MEMBRANE_AND_INSULATION | HRE_ROOF_COVER | RE_COM_OFFICE_3S_SLAB | 96 | 1
HRE_OFF_ROOF_TPO_MEMBRANE_AND_INSULATION | HRE_ROOF_COVER | RE_COM_OFFICE_3S_SLAB | 97 | 1
HRE_OFF_ROOF_TPO_MEMBRANE_AND_INSULATION | HRE_ROOF_COVER | RE_COM_OFFICE_3S_SLAB | 98 | 1
HRE_OFF_ROOF_TPO_MEMBRANE_AND_INSULATION | HRE_ROOF_COVER | RE_COM_OFFICE_3S_SLAB | 99 | 1
HRE_OFF_ROOF_TPO_MEMBRANE_AND_INSULATION | HRE_ROOF_COVER | RE_COM_OFFICE_3S_SLAB | 100 | 1
HRE_OFF_ROOF_TPO_MEMBRANE_AND_INSULATION | HRE_ROOF_COVER | RE_COM_OFFICE_3S_SLAB | 101 | 1
HRE_OFF_ROOF_TPO_MEMBRANE_AND_INSULATION | HRE_ROOF_COVER | RE_COM_OFFICE_3S_SLAB | 102 | 1
HRE_OFF_ROOF_TPO_MEMBRANE_AND_INSULATION | HRE_ROOF_COVER | RE_COM_OFFICE_3S_SLAB | 103 | 1
HRE_OFF_ROOF_TPO_MEMBRANE_AND_INSULATION | HRE_ROOF_COVER | RE_COM_OFFICE_3S_SLAB | 104 | 1
HRE_OFF_ROOF_TPO_MEMBRANE_AND_INSULATION | HRE_ROOF_COVER | RE_COM_OFFICE_3S_SLAB | 105 | 1
HRE_OFF_ROOF_TPO_MEMBRANE_AND_INSULATION | HRE_ROOF_COVER | RE_COM_OFFICE_3S_SLAB | 106 | 1
HRE_OFF_ROOF_TPO_MEMBRANE_AND_INSULATION | HRE_ROOF_COVER | RE_COM_OFFICE_3S_SLAB | 107 | 1
HRE_OFF_ROOF_TPO_MEMBRANE_AND_INSULATION | HRE_ROOF_COVER | RE_COM_OFFICE_3S_SLAB | 108 | 1
HRE_OFF_ROOF_TPO_MEMBRANE_AND_INSULATION | HRE_ROOF_COVER | RE_COM_OFFICE_3S_SLAB | 109 | 1
HRE_OFF_ROOF_TPO_MEMBRANE_AND_INSULATION | HRE_ROOF_COVER | RE_COM_OFFICE_3S_SLAB | 110 | 1
HRE_OFF_ROOF_TPO_MEMBRANE_AND_INSULATION | HRE_ROOF_COVER | RE_COM_OFFICE_3S_SLAB | 111 | 1
HRE_OFF_ROOF_TPO_MEMBRANE_AND_INSULATION | HRE_ROOF_COVER | RE_COM_OFFICE_3S_SLAB | 112 | 1
HRE_OFF_ROOF_TPO_MEMBRANE_AND_INSULATION | HRE_ROOF_COVER | RE_COM_OFFICE_3S_SLAB | 113 | 1
HRE_OFF_ROOF_TPO_MEMBRANE_AND_INSULATION | HRE_ROOF_COVER | RE_COM_OFFICE_3S_SLAB | 114 | 1
HRE_OFF_ROOF_TPO_MEMBRANE_AND_INSULATION | HRE_ROOF_COVER | RE_COM_OFFICE_3S_SLAB | 115 | 1
HRE_OFF_ROOF_TPO_MEMBRANE_AND_INSULATION | HRE_ROOF_COVER | RE_COM_OFFICE_3S_SLAB | 116 | 1
HRE_OFF_ROOF_TPO_MEMBRANE_AND_INSULATION | HRE_ROOF_COVER | RE_COM_OFFICE_3S_SLAB | 117 | 1
HRE_OFF_ROOF_TPO_MEMBRANE_AND_INSULATION | HRE_ROOF_COVER | RE_COM_OFFICE_3S_SLAB | 118 | 1
HRE_OFF_ROOF_TPO_MEMBRANE_AND_INSULATION | HRE_ROOF_COVER | RE_COM_OFFICE_3S_SLAB | 119 | 1
HRE_OFF_ROOF_TPO_MEMBRANE_AND_INSULATION | HRE_ROOF_COVER | RE_COM_OFFICE_3S_SLAB | 120 | 1
HRE_OFF_ROOF_TPO_MEMBRANE_AND_INSULATION | HRE_ROOF_COVER | RE_COM_OFFICE_3S_SLAB | 121 | 1
HRE_OFF_ROOF_TPO_MEMBRANE_AND_INSULATION | HRE_ROOF_COVER | RE_COM_OFFICE_3S_SLAB | 122 | 1
HRE_OFF_ROOF_TPO_MEMBRANE_AND_INSULATION | HRE_ROOF_COVER | RE_COM_OFFICE_3S_SLAB | 123 | 1
HRE_OFF_ROOF_TPO_MEMBRANE_AND_INSULATION | HRE_ROOF_COVER | RE_COM_OFFICE_3S_SLAB | 124 | 1
HRE_OFF_ROOF_TPO_MEMBRANE_AND_INSULATION | HRE_ROOF_COVER | RE_COM_OFFICE_3S_SLAB | 125 | 1
HRE_OFF_ROOF_TPO_MEMBRANE_AND_INSULATION | HRE_ROOF_COVER | RE_COM_OFFICE_3S_SLAB | 126 | 1
HRE_OFF_ROOF_TPO_MEMBRANE_AND_INSULATION | HRE_ROOF_COVER | RE_COM_OFFICE_3S_SLAB | 127 | 1
HRE_OFF_ROOF_TPO_MEMBRANE_AND_INSULATION | HRE_ROOF_COVER | RE_COM_OFFICE_3S_SLAB | 128 | 1
HRE_OFF_ROOF_TPO_MEMBRANE_AND_INSULATION | HRE_ROOF_COVER | RE_COM_OFFICE_3S_SLAB | 129 | 1
HRE_OFF_ROOF_TPO_MEMBRANE_AND_INSULATION | HRE_ROOF_COVER | RE_COM_OFFICE_3S_SLAB | 130 | 1
HRE_OFF_ROOF_TPO_MEMBRANE_AND_INSULATION | HRE_ROOF_COVER | RE_COM_OFFICE_3S_SLAB | 131 | 1
HRE_OFF_ROOF_TPO_MEMBRANE_AND_INSULATION | HRE_ROOF_COVER | RE_COM_OFFICE_3S_SLAB | 132 | 1
HRE_OFF_ROOF_TPO_MEMBRANE_AND_INSULATION | HRE_ROOF_COVER | RE_COM_OFFICE_3S_SLAB | 133 | 1
HRE_OFF_ROOF_TPO_MEMBRANE_AND_INSULATION | HRE_ROOF_COVER | RE_COM_OFFICE_3S_SLAB | 134 | 1
HRE_OFF_ROOF_TPO_MEMBRANE_AND_INSULATION | HRE_ROOF_COVER | RE_COM_OFFICE_3S_SLAB | 135 | 1
HRE_OFF_ROOF_TPO_MEMBRANE_AND_INSULATION | HRE_ROOF_COVER | RE_COM_OFFICE_3S_SLAB | 136 | 1
HRE_OFF_ROOF_TPO_MEMBRANE_AND_INSULATION | HRE_ROOF_COVER | RE_COM_OFFICE_3S_SLAB | 137 | 1
HRE_OFF_ROOF_TPO_MEMBRANE_AND_INSULATION | HRE_ROOF_COVER | RE_COM_OFFICE_3S_SLAB | 138 | 1
HRE_OFF_ROOF_TPO_MEMBRANE_AND_INSULATION | HRE_ROOF_COVER | RE_COM_OFFICE_3S_SLAB | 139 | 1
HRE_OFF_ROOF_TPO_MEMBRANE_AND_INSULATION | HRE_ROOF_COVER | RE_COM_OFFICE_3S_SLAB | 140 | 1
HRE_OFF_ROOF_TPO_MEMBRANE_AND_INSULATION | HRE_ROOF_COVER | RE_COM_OFFICE_3S_SLAB | 141 | 1
HRE_OFF_ROOF_TPO_MEMBRANE_AND_INSULATION | HRE_ROOF_COVER | RE_COM_OFFICE_3S_SLAB | 142 | 1
HRE_OFF_ROOF_TPO_MEMBRANE_AND_INSULATION | HRE_ROOF_COVER | RE_COM_OFFICE_3S_SLAB | 143 | 1
HRE_OFF_ROOF_TPO_MEMBRANE_AND_INSULATION | HRE_ROOF_COVER | RE_COM_OFFICE_3S_SLAB | 144 | 1
HRE_OFF_ROOF_TPO_MEMBRANE_AND_INSULATION | HRE_ROOF_COVER | RE_COM_OFFICE_3S_SLAB | 145 | 1
HRE_OFF_ROOF_TPO_MEMBRANE_AND_INSULATION | HRE_ROOF_COVER | RE_COM_OFFICE_3S_SLAB | 146 | 1
HRE_OFF_ROOF_TPO_MEMBRANE_AND_INSULATION | HRE_ROOF_COVER | RE_COM_OFFICE_3S_SLAB | 147 | 1
HRE_OFF_ROOF_TPO_MEMBRANE_AND_INSULATION | HRE_ROOF_COVER | RE_COM_OFFICE_3S_SLAB | 148 | 1
HRE_OFF_ROOF_TPO_MEMBRANE_AND_INSULATION | HRE_ROOF_COVER | RE_COM_OFFICE_3S_SLAB | 149 | 1
HRE_OFF_ROOF_TPO_MEMBRANE_AND_INSULATION | HRE_ROOF_COVER | RE_COM_OFFICE_3S_SLAB | 150 | 1
HRE_OFF_ROOF_TPO_MEMBRANE_AND_INSULATION | HRE_ROOF_COVER | RE_COM_OFFICE_3S_SLAB | 151 | 1
HRE_OFF_ROOF_TPO_MEMBRANE_AND_INSULATION | HRE_ROOF_COVER | RE_COM_OFFICE_3S_SLAB | 152 | 1
HRE_OFF_ROOF_TPO_MEMBRANE_AND_INSULATION | HRE_ROOF_COVER | RE_COM_OFFICE_3S_SLAB | 153 | 1
HRE_OFF_ROOF_TPO_MEMBRANE_AND_INSULATION | HRE_ROOF_COVER | RE_COM_OFFICE_3S_SLAB | 154 | 1
HRE_OFF_ROOF_TPO_MEMBRANE_AND_INSULATION | HRE_ROOF_COVER | RE_COM_OFFICE_3S_SLAB | 155 | 1
HRE_OFF_ROOF_TPO_MEMBRANE_AND_INSULATION | HRE_ROOF_COVER | RE_COM_OFFICE_3S_SLAB | 156 | 1
HRE_OFF_ROOF_TPO_MEMBRANE_AND_INSULATION | HRE_ROOF_COVER | RE_COM_OFFICE_3S_SLAB | 157 | 1
HRE_OFF_ROOF_TPO_MEMBRANE_AND_INSULATION | HRE_ROOF_COVER | RE_COM_OFFICE_3S_SLAB | 158 | 1
HRE_OFF_ROOF_TPO_MEMBRANE_AND_INSULATION | HRE_ROOF_COVER | RE_COM_OFFICE_3S_SLAB | 159 | 1
HRE_OFF_ROOF_TPO_MEMBRANE_AND_INSULATION | HRE_ROOF_COVER | RE_COM_OFFICE_3S_SLAB | 160 | 1
HRE_OFF_ROOF_TPO_MEMBRANE_AND_INSULATION | HRE_ROOF_COVER | RE_COM_OFFICE_3S_SLAB | 161 | 1
HRE_OFF_ROOF_TPO_MEMBRANE_AND_INSULATION | HRE_ROOF_COVER | RE_COM_OFFICE_3S_SLAB | 162 | 1
HRE_OFF_ROOF_TPO_MEMBRANE_AND_INSULATION | HRE_ROOF_COVER | RE_COM_OFFICE_3S_SLAB | 163 | 1
HRE_OFF_ROOF_TPO_MEMBRANE_AND_INSULATION | HRE_ROOF_COVER | RE_COM_OFFICE_3S_SLAB | 164 | 1
HRE_OFF_ROOF_TPO_MEMBRANE_AND_INSULATION | HRE_ROOF_COVER | RE_COM_OFFICE_3S_SLAB | 165 | 1
HRE_OFF_ROOF_TPO_MEMBRANE_AND_INSULATION | HRE_ROOF_COVER | RE_COM_OFFICE_3S_SLAB | 166 | 1
HRE_OFF_ROOF_TPO_MEMBRANE_AND_INSULATION | HRE_ROOF_COVER | RE_COM_OFFICE_3S_SLAB | 167 | 1
HRE_OFF_ROOF_TPO_MEMBRANE_AND_INSULATION | HRE_ROOF_COVER | RE_COM_OFFICE_3S_SLAB | 168 | 1
HRE_OFF_ROOF_TPO_MEMBRANE_AND_INSULATION | HRE_ROOF_COVER | RE_COM_OFFICE_3S_SLAB | 169 | 1
HRE_OFF_ROOF_TPO_MEMBRANE_AND_INSULATION | HRE_ROOF_COVER | RE_COM_OFFICE_3S_SLAB | 170 | 1
HRE_OFF_ROOF_TPO_MEMBRANE_AND_INSULATION | HRE_ROOF_COVER | RE_COM_OFFICE_3S_SLAB | 171 | 1
HRE_OFF_ROOF_TPO_MEMBRANE_AND_INSULATION | HRE_ROOF_COVER | RE_COM_OFFICE_3S_SLAB | 172 | 1
HRE_OFF_ROOF_TPO_MEMBRANE_AND_INSULATION | HRE_ROOF_COVER | RE_COM_OFFICE_3S_SLAB | 173 | 1
HRE_OFF_ROOF_TPO_MEMBRANE_AND_INSULATION | HRE_ROOF_COVER | RE_COM_OFFICE_3S_SLAB | 174 | 1
HRE_OFF_ROOF_TPO_MEMBRANE_AND_INSULATION | HRE_ROOF_COVER | RE_COM_OFFICE_3S_SLAB | 175 | 1
HRE_OFF_ROOF_TPO_MEMBRANE_AND_INSULATION | HRE_ROOF_COVER | RE_COM_OFFICE_3S_SLAB | 176 | 1
HRE_OFF_ROOF_TPO_MEMBRANE_AND_INSULATION | HRE_ROOF_COVER | RE_COM_OFFICE_3S_SLAB | 177 | 1
HRE_OFF_ROOF_TPO_MEMBRANE_AND_INSULATION | HRE_ROOF_COVER | RE_COM_OFFICE_3S_SLAB | 178 | 1
HRE_OFF_ROOF_TPO_MEMBRANE_AND_INSULATION | HRE_ROOF_COVER | RE_COM_OFFICE_3S_SLAB | 179 | 1
HRE_OFF_ROOF_TPO_MEMBRANE_AND_INSULATION | HRE_ROOF_COVER | RE_COM_OFFICE_3S_SLAB | 180 | 1
HRE_OFF_ROOF_TPO_MEMBRANE_AND_INSULATION | HRE_ROOF_COVER | RE_COM_OFFICE_3S_SLAB | 181 | 1
HRE_OFF_ROOF_TPO_MEMBRANE_AND_INSULATION | HRE_ROOF_COVER | RE_COM_OFFICE_3S_SLAB | 182 | 1
HRE_OFF_ROOF_TPO_MEMBRANE_AND_INSULATION | HRE_ROOF_COVER | RE_COM_OFFICE_3S_SLAB | 183 | 1
HRE_OFF_ROOF_TPO_MEMBRANE_AND_INSULATION | HRE_ROOF_COVER | RE_COM_OFFICE_3S_SLAB | 184 | 1
HRE_OFF_ROOF_TPO_MEMBRANE_AND_INSULATION | HRE_ROOF_COVER | RE_COM_OFFICE_3S_SLAB | 185 | 1
HRE_OFF_ROOF_TPO_MEMBRANE_AND_INSULATION | HRE_ROOF_COVER | RE_COM_OFFICE_3S_SLAB | 186 | 1
HRE_OFF_ROOF_TPO_MEMBRANE_AND_INSULATION | HRE_ROOF_COVER | RE_COM_OFFICE_3S_SLAB | 187 | 1
HRE_OFF_ROOF_TPO_MEMBRANE_AND_INSULATION | HRE_ROOF_COVER | RE_COM_OFFICE_3S_SLAB | 188 | 1
HRE_OFF_ROOF_TPO_MEMBRANE_AND_INSULATION | HRE_ROOF_COVER | RE_COM_OFFICE_3S_SLAB | 189 | 1
HRE_OFF_ROOF_TPO_MEMBRANE_AND_INSULATION | HRE_ROOF_COVER | RE_COM_OFFICE_3S_SLAB | 190 | 1
HRE_OFF_ROOF_TPO_MEMBRANE_AND_INSULATION | HRE_ROOF_COVER | RE_COM_OFFICE_3S_SLAB | 191 | 1
HRE_OFF_ROOF_TPO_MEMBRANE_AND_INSULATION | HRE_ROOF_COVER | RE_COM_OFFICE_3S_SLAB | 192 | 1
HRE_OFF_ROOF_TPO_MEMBRANE_AND_INSULATION | HRE_ROOF_COVER | RE_COM_OFFICE_3S_SLAB | 193 | 1
HRE_OFF_ROOF_TPO_MEMBRANE_AND_INSULATION | HRE_ROOF_COVER | RE_COM_OFFICE_3S_SLAB | 194 | 1
HRE_OFF_ROOF_TPO_MEMBRANE_AND_INSULATION | HRE_ROOF_COVER | RE_COM_OFFICE_3S_SLAB | 195 | 1
HRE_OFF_ROOF_TPO_MEMBRANE_AND_INSULATION | HRE_ROOF_COVER | RE_COM_OFFICE_3S_SLAB | 196 | 1
HRE_OFF_ROOF_TPO_MEMBRANE_AND_INSULATION | HRE_ROOF_COVER | RE_COM_OFFICE_3S_SLAB | 197 | 1
HRE_OFF_ROOF_TPO_MEMBRANE_AND_INSULATION | HRE_ROOF_COVER | RE_COM_OFFICE_3S_SLAB | 198 | 1
HRE_OFF_ROOF_TPO_MEMBRANE_AND_INSULATION | HRE_ROOF_COVER | RE_COM_OFFICE_3S_SLAB | 199 | 1
HRE_OFF_ROOF_TPO_MEMBRANE_AND_INSULATION | HRE_ROOF_COVER | RE_COM_OFFICE_3S_SLAB | 200 | 1
HRE_OFF_ROOF_TPO_MEMBRANE_AND_INSULATION | HRE_ROOF_COVER | RE_COM_OFFICE_3S_SLAB | 201 | 1
HRE_OFF_ROOF_TPO_MEMBRANE_AND_INSULATION | HRE_ROOF_COVER | RE_COM_OFFICE_3S_SLAB | 202 | 1
HRE_OFF_ROOF_TPO_MEMBRANE_AND_INSULATION | HRE_ROOF_COVER | RE_COM_OFFICE_3S_SLAB | 203 | 1
HRE_OFF_ROOF_TPO_MEMBRANE_AND_INSULATION | HRE_ROOF_COVER | RE_COM_OFFICE_3S_SLAB | 203.2 | 1
HRE_RES_WALLS_WINDOWS_T4 | HRE_WALLS_AND_WINDOWS | RE_RES_SFD_1S_SLAB | 0 | 0
HRE_RES_WALLS_WINDOWS_T4 | HRE_WALLS_AND_WINDOWS | RE_RES_SFD_1S_SLAB | 1 | 0
HRE_RES_WALLS_WINDOWS_T4 | HRE_WALLS_AND_WINDOWS | RE_RES_SFD_1S_SLAB | 2 | 0
HRE_RES_WALLS_WINDOWS_T4 | HRE_WALLS_AND_WINDOWS | RE_RES_SFD_1S_SLAB | 3 | 0
HRE_RES_WALLS_WINDOWS_T4 | HRE_WALLS_AND_WINDOWS | RE_RES_SFD_1S_SLAB | 4 | 0
HRE_RES_WALLS_WINDOWS_T4 | HRE_WALLS_AND_WINDOWS | RE_RES_SFD_1S_SLAB | 5 | 0
HRE_RES_WALLS_WINDOWS_T4 | HRE_WALLS_AND_WINDOWS | RE_RES_SFD_1S_SLAB | 6 | 0
HRE_RES_WALLS_WINDOWS_T4 | HRE_WALLS_AND_WINDOWS | RE_RES_SFD_1S_SLAB | 7 | 0
HRE_RES_WALLS_WINDOWS_T4 | HRE_WALLS_AND_WINDOWS | RE_RES_SFD_1S_SLAB | 8 | 0
HRE_RES_WALLS_WINDOWS_T4 | HRE_WALLS_AND_WINDOWS | RE_RES_SFD_1S_SLAB | 9 | 0
HRE_RES_WALLS_WINDOWS_T4 | HRE_WALLS_AND_WINDOWS | RE_RES_SFD_1S_SLAB | 10 | 0
HRE_RES_WALLS_WINDOWS_T4 | HRE_WALLS_AND_WINDOWS | RE_RES_SFD_1S_SLAB | 11 | 0
HRE_RES_WALLS_WINDOWS_T4 | HRE_WALLS_AND_WINDOWS | RE_RES_SFD_1S_SLAB | 12 | 0
HRE_RES_WALLS_WINDOWS_T4 | HRE_WALLS_AND_WINDOWS | RE_RES_SFD_1S_SLAB | 13 | 0
HRE_RES_WALLS_WINDOWS_T4 | HRE_WALLS_AND_WINDOWS | RE_RES_SFD_1S_SLAB | 14 | 0
HRE_RES_WALLS_WINDOWS_T4 | HRE_WALLS_AND_WINDOWS | RE_RES_SFD_1S_SLAB | 15 | 0
HRE_RES_WALLS_WINDOWS_T4 | HRE_WALLS_AND_WINDOWS | RE_RES_SFD_1S_SLAB | 16 | 0
HRE_RES_WALLS_WINDOWS_T4 | HRE_WALLS_AND_WINDOWS | RE_RES_SFD_1S_SLAB | 17 | 0
HRE_RES_WALLS_WINDOWS_T4 | HRE_WALLS_AND_WINDOWS | RE_RES_SFD_1S_SLAB | 18 | 0
HRE_RES_WALLS_WINDOWS_T4 | HRE_WALLS_AND_WINDOWS | RE_RES_SFD_1S_SLAB | 19 | 0
HRE_RES_WALLS_WINDOWS_T4 | HRE_WALLS_AND_WINDOWS | RE_RES_SFD_1S_SLAB | 20 | 0
HRE_RES_WALLS_WINDOWS_T4 | HRE_WALLS_AND_WINDOWS | RE_RES_SFD_1S_SLAB | 21 | 1e-06
HRE_RES_WALLS_WINDOWS_T4 | HRE_WALLS_AND_WINDOWS | RE_RES_SFD_1S_SLAB | 22 | 3e-06
HRE_RES_WALLS_WINDOWS_T4 | HRE_WALLS_AND_WINDOWS | RE_RES_SFD_1S_SLAB | 23 | 1.1e-05
HRE_RES_WALLS_WINDOWS_T4 | HRE_WALLS_AND_WINDOWS | RE_RES_SFD_1S_SLAB | 24 | 3.6e-05
HRE_RES_WALLS_WINDOWS_T4 | HRE_WALLS_AND_WINDOWS | RE_RES_SFD_1S_SLAB | 25 | 0.000104
HRE_RES_WALLS_WINDOWS_T4 | HRE_WALLS_AND_WINDOWS | RE_RES_SFD_1S_SLAB | 26 | 0.000269
HRE_RES_WALLS_WINDOWS_T4 | HRE_WALLS_AND_WINDOWS | RE_RES_SFD_1S_SLAB | 27 | 0.000629
HRE_RES_WALLS_WINDOWS_T4 | HRE_WALLS_AND_WINDOWS | RE_RES_SFD_1S_SLAB | 28 | 0.00134
HRE_RES_WALLS_WINDOWS_T4 | HRE_WALLS_AND_WINDOWS | RE_RES_SFD_1S_SLAB | 29 | 0.00263
HRE_RES_WALLS_WINDOWS_T4 | HRE_WALLS_AND_WINDOWS | RE_RES_SFD_1S_SLAB | 30 | 0.004794
HRE_RES_WALLS_WINDOWS_T4 | HRE_WALLS_AND_WINDOWS | RE_RES_SFD_1S_SLAB | 31 | 0.008177
HRE_RES_WALLS_WINDOWS_T4 | HRE_WALLS_AND_WINDOWS | RE_RES_SFD_1S_SLAB | 32 | 0.013136
HRE_RES_WALLS_WINDOWS_T4 | HRE_WALLS_AND_WINDOWS | RE_RES_SFD_1S_SLAB | 33 | 0.019992
HRE_RES_WALLS_WINDOWS_T4 | HRE_WALLS_AND_WINDOWS | RE_RES_SFD_1S_SLAB | 34 | 0.028982
HRE_RES_WALLS_WINDOWS_T4 | HRE_WALLS_AND_WINDOWS | RE_RES_SFD_1S_SLAB | 35 | 0.040214
HRE_RES_WALLS_WINDOWS_T4 | HRE_WALLS_AND_WINDOWS | RE_RES_SFD_1S_SLAB | 36 | 0.053651
HRE_RES_WALLS_WINDOWS_T4 | HRE_WALLS_AND_WINDOWS | RE_RES_SFD_1S_SLAB | 37 | 0.069101
HRE_RES_WALLS_WINDOWS_T4 | HRE_WALLS_AND_WINDOWS | RE_RES_SFD_1S_SLAB | 38 | 0.086249
HRE_RES_WALLS_WINDOWS_T4 | HRE_WALLS_AND_WINDOWS | RE_RES_SFD_1S_SLAB | 39 | 0.10468
HRE_RES_WALLS_WINDOWS_T4 | HRE_WALLS_AND_WINDOWS | RE_RES_SFD_1S_SLAB | 40 | 0.12394
HRE_RES_WALLS_WINDOWS_T4 | HRE_WALLS_AND_WINDOWS | RE_RES_SFD_1S_SLAB | 41 | 0.14357
HRE_RES_WALLS_WINDOWS_T4 | HRE_WALLS_AND_WINDOWS | RE_RES_SFD_1S_SLAB | 42 | 0.16313
HRE_RES_WALLS_WINDOWS_T4 | HRE_WALLS_AND_WINDOWS | RE_RES_SFD_1S_SLAB | 43 | 0.18225
HRE_RES_WALLS_WINDOWS_T4 | HRE_WALLS_AND_WINDOWS | RE_RES_SFD_1S_SLAB | 44 | 0.20064
HRE_RES_WALLS_WINDOWS_T4 | HRE_WALLS_AND_WINDOWS | RE_RES_SFD_1S_SLAB | 45 | 0.21807
HRE_RES_WALLS_WINDOWS_T4 | HRE_WALLS_AND_WINDOWS | RE_RES_SFD_1S_SLAB | 46 | 0.23439
HRE_RES_WALLS_WINDOWS_T4 | HRE_WALLS_AND_WINDOWS | RE_RES_SFD_1S_SLAB | 47 | 0.24952
HRE_RES_WALLS_WINDOWS_T4 | HRE_WALLS_AND_WINDOWS | RE_RES_SFD_1S_SLAB | 48 | 0.26342
HRE_RES_WALLS_WINDOWS_T4 | HRE_WALLS_AND_WINDOWS | RE_RES_SFD_1S_SLAB | 49 | 0.27608
HRE_RES_WALLS_WINDOWS_T4 | HRE_WALLS_AND_WINDOWS | RE_RES_SFD_1S_SLAB | 50 | 0.28754
HRE_RES_WALLS_WINDOWS_T4 | HRE_WALLS_AND_WINDOWS | RE_RES_SFD_1S_SLAB | 51 | 0.29785
HRE_RES_WALLS_WINDOWS_T4 | HRE_WALLS_AND_WINDOWS | RE_RES_SFD_1S_SLAB | 52 | 0.30706
HRE_RES_WALLS_WINDOWS_T4 | HRE_WALLS_AND_WINDOWS | RE_RES_SFD_1S_SLAB | 53 | 0.31525
HRE_RES_WALLS_WINDOWS_T4 | HRE_WALLS_AND_WINDOWS | RE_RES_SFD_1S_SLAB | 54 | 0.32248
HRE_RES_WALLS_WINDOWS_T4 | HRE_WALLS_AND_WINDOWS | RE_RES_SFD_1S_SLAB | 55 | 0.32882
HRE_RES_WALLS_WINDOWS_T4 | HRE_WALLS_AND_WINDOWS | RE_RES_SFD_1S_SLAB | 56 | 0.33436
HRE_RES_WALLS_WINDOWS_T4 | HRE_WALLS_AND_WINDOWS | RE_RES_SFD_1S_SLAB | 57 | 0.33917
HRE_RES_WALLS_WINDOWS_T4 | HRE_WALLS_AND_WINDOWS | RE_RES_SFD_1S_SLAB | 58 | 0.3433
HRE_RES_WALLS_WINDOWS_T4 | HRE_WALLS_AND_WINDOWS | RE_RES_SFD_1S_SLAB | 59 | 0.34685
HRE_RES_WALLS_WINDOWS_T4 | HRE_WALLS_AND_WINDOWS | RE_RES_SFD_1S_SLAB | 60 | 0.34986
HRE_RES_WALLS_WINDOWS_T4 | HRE_WALLS_AND_WINDOWS | RE_RES_SFD_1S_SLAB | 61 | 0.35241
HRE_RES_WALLS_WINDOWS_T4 | HRE_WALLS_AND_WINDOWS | RE_RES_SFD_1S_SLAB | 62 | 0.35455
HRE_RES_WALLS_WINDOWS_T4 | HRE_WALLS_AND_WINDOWS | RE_RES_SFD_1S_SLAB | 63 | 0.35634
HRE_RES_WALLS_WINDOWS_T4 | HRE_WALLS_AND_WINDOWS | RE_RES_SFD_1S_SLAB | 64 | 0.35782
HRE_RES_WALLS_WINDOWS_T4 | HRE_WALLS_AND_WINDOWS | RE_RES_SFD_1S_SLAB | 65 | 0.35904
HRE_RES_WALLS_WINDOWS_T4 | HRE_WALLS_AND_WINDOWS | RE_RES_SFD_1S_SLAB | 66 | 0.36004
HRE_RES_WALLS_WINDOWS_T4 | HRE_WALLS_AND_WINDOWS | RE_RES_SFD_1S_SLAB | 67 | 0.36086
HRE_RES_WALLS_WINDOWS_T4 | HRE_WALLS_AND_WINDOWS | RE_RES_SFD_1S_SLAB | 68 | 0.36152
HRE_RES_WALLS_WINDOWS_T4 | HRE_WALLS_AND_WINDOWS | RE_RES_SFD_1S_SLAB | 69 | 0.36206
HRE_RES_WALLS_WINDOWS_T4 | HRE_WALLS_AND_WINDOWS | RE_RES_SFD_1S_SLAB | 70 | 0.36248
HRE_RES_WALLS_WINDOWS_T4 | HRE_WALLS_AND_WINDOWS | RE_RES_SFD_1S_SLAB | 71 | 0.36283
HRE_RES_WALLS_WINDOWS_T4 | HRE_WALLS_AND_WINDOWS | RE_RES_SFD_1S_SLAB | 72 | 0.3631
HRE_RES_WALLS_WINDOWS_T4 | HRE_WALLS_AND_WINDOWS | RE_RES_SFD_1S_SLAB | 73 | 0.36331
HRE_RES_WALLS_WINDOWS_T4 | HRE_WALLS_AND_WINDOWS | RE_RES_SFD_1S_SLAB | 74 | 0.36348
HRE_RES_WALLS_WINDOWS_T4 | HRE_WALLS_AND_WINDOWS | RE_RES_SFD_1S_SLAB | 75 | 0.36361
HRE_RES_WALLS_WINDOWS_T4 | HRE_WALLS_AND_WINDOWS | RE_RES_SFD_1S_SLAB | 76 | 0.36372
HRE_RES_WALLS_WINDOWS_T4 | HRE_WALLS_AND_WINDOWS | RE_RES_SFD_1S_SLAB | 77 | 0.3638
HRE_RES_WALLS_WINDOWS_T4 | HRE_WALLS_AND_WINDOWS | RE_RES_SFD_1S_SLAB | 78 | 0.36386
HRE_RES_WALLS_WINDOWS_T4 | HRE_WALLS_AND_WINDOWS | RE_RES_SFD_1S_SLAB | 79 | 0.36391
HRE_RES_WALLS_WINDOWS_T4 | HRE_WALLS_AND_WINDOWS | RE_RES_SFD_1S_SLAB | 80 | 0.36394
HRE_RES_WALLS_WINDOWS_T4 | HRE_WALLS_AND_WINDOWS | RE_RES_SFD_1S_SLAB | 81 | 0.36397
HRE_RES_WALLS_WINDOWS_T4 | HRE_WALLS_AND_WINDOWS | RE_RES_SFD_1S_SLAB | 82 | 0.36399
HRE_RES_WALLS_WINDOWS_T4 | HRE_WALLS_AND_WINDOWS | RE_RES_SFD_1S_SLAB | 83 | 0.36401
HRE_RES_WALLS_WINDOWS_T4 | HRE_WALLS_AND_WINDOWS | RE_RES_SFD_1S_SLAB | 84 | 0.36402
HRE_RES_WALLS_WINDOWS_T4 | HRE_WALLS_AND_WINDOWS | RE_RES_SFD_1S_SLAB | 85 | 0.36403
HRE_RES_WALLS_WINDOWS_T4 | HRE_WALLS_AND_WINDOWS | RE_RES_SFD_1S_SLAB | 86 | 0.36404
HRE_RES_WALLS_WINDOWS_T4 | HRE_WALLS_AND_WINDOWS | RE_RES_SFD_1S_SLAB | 87 | 0.36405
HRE_RES_WALLS_WINDOWS_T4 | HRE_WALLS_AND_WINDOWS | RE_RES_SFD_1S_SLAB | 88 | 0.36405
HRE_RES_WALLS_WINDOWS_T4 | HRE_WALLS_AND_WINDOWS | RE_RES_SFD_1S_SLAB | 89 | 0.36405
HRE_RES_WALLS_WINDOWS_T4 | HRE_WALLS_AND_WINDOWS | RE_RES_SFD_1S_SLAB | 90 | 0.36405
HRE_RES_WALLS_WINDOWS_T4 | HRE_WALLS_AND_WINDOWS | RE_RES_SFD_1S_SLAB | 91 | 0.36406
HRE_RES_WALLS_WINDOWS_T4 | HRE_WALLS_AND_WINDOWS | RE_RES_SFD_1S_SLAB | 92 | 0.36406
HRE_RES_WALLS_WINDOWS_T4 | HRE_WALLS_AND_WINDOWS | RE_RES_SFD_1S_SLAB | 93 | 0.36406
HRE_RES_WALLS_WINDOWS_T4 | HRE_WALLS_AND_WINDOWS | RE_RES_SFD_1S_SLAB | 94 | 0.36406
HRE_RES_WALLS_WINDOWS_T4 | HRE_WALLS_AND_WINDOWS | RE_RES_SFD_1S_SLAB | 95 | 0.36406
HRE_RES_WALLS_WINDOWS_T4 | HRE_WALLS_AND_WINDOWS | RE_RES_SFD_1S_SLAB | 96 | 0.36406
HRE_RES_WALLS_WINDOWS_T4 | HRE_WALLS_AND_WINDOWS | RE_RES_SFD_1S_SLAB | 97 | 0.36406
HRE_RES_WALLS_WINDOWS_T4 | HRE_WALLS_AND_WINDOWS | RE_RES_SFD_1S_SLAB | 98 | 0.36406
HRE_RES_WALLS_WINDOWS_T4 | HRE_WALLS_AND_WINDOWS | RE_RES_SFD_1S_SLAB | 99 | 0.36406
HRE_RES_WALLS_WINDOWS_T4 | HRE_WALLS_AND_WINDOWS | RE_RES_SFD_1S_SLAB | 100 | 0.36406
HRE_RES_WALLS_WINDOWS_T4 | HRE_WALLS_AND_WINDOWS | RE_RES_SFD_1S_SLAB | 101 | 0.36406
HRE_RES_WALLS_WINDOWS_T4 | HRE_WALLS_AND_WINDOWS | RE_RES_SFD_1S_SLAB | 102 | 0.36406
HRE_RES_WALLS_WINDOWS_T4 | HRE_WALLS_AND_WINDOWS | RE_RES_SFD_1S_SLAB | 103 | 0.36406
HRE_RES_WALLS_WINDOWS_T4 | HRE_WALLS_AND_WINDOWS | RE_RES_SFD_1S_SLAB | 104 | 0.36406
HRE_RES_WALLS_WINDOWS_T4 | HRE_WALLS_AND_WINDOWS | RE_RES_SFD_1S_SLAB | 105 | 0.36406
HRE_RES_WALLS_WINDOWS_T4 | HRE_WALLS_AND_WINDOWS | RE_RES_SFD_1S_SLAB | 106 | 0.36406
HRE_RES_WALLS_WINDOWS_T4 | HRE_WALLS_AND_WINDOWS | RE_RES_SFD_1S_SLAB | 107 | 0.36406
HRE_RES_WALLS_WINDOWS_T4 | HRE_WALLS_AND_WINDOWS | RE_RES_SFD_1S_SLAB | 108 | 0.36406
HRE_RES_WALLS_WINDOWS_T4 | HRE_WALLS_AND_WINDOWS | RE_RES_SFD_1S_SLAB | 109 | 0.36406
HRE_RES_WALLS_WINDOWS_T4 | HRE_WALLS_AND_WINDOWS | RE_RES_SFD_1S_SLAB | 110 | 0.36406
HRE_RES_WALLS_WINDOWS_T4 | HRE_WALLS_AND_WINDOWS | RE_RES_SFD_1S_SLAB | 111 | 0.36406
HRE_RES_WALLS_WINDOWS_T4 | HRE_WALLS_AND_WINDOWS | RE_RES_SFD_1S_SLAB | 112 | 0.36406
HRE_RES_WALLS_WINDOWS_T4 | HRE_WALLS_AND_WINDOWS | RE_RES_SFD_1S_SLAB | 113 | 0.36406
HRE_RES_WALLS_WINDOWS_T4 | HRE_WALLS_AND_WINDOWS | RE_RES_SFD_1S_SLAB | 114 | 0.36406
HRE_RES_WALLS_WINDOWS_T4 | HRE_WALLS_AND_WINDOWS | RE_RES_SFD_1S_SLAB | 115 | 0.36406
HRE_RES_WALLS_WINDOWS_T4 | HRE_WALLS_AND_WINDOWS | RE_RES_SFD_1S_SLAB | 116 | 0.36406
HRE_RES_WALLS_WINDOWS_T4 | HRE_WALLS_AND_WINDOWS | RE_RES_SFD_1S_SLAB | 117 | 0.36406
HRE_RES_WALLS_WINDOWS_T4 | HRE_WALLS_AND_WINDOWS | RE_RES_SFD_1S_SLAB | 118 | 0.36406
HRE_RES_WALLS_WINDOWS_T4 | HRE_WALLS_AND_WINDOWS | RE_RES_SFD_1S_SLAB | 119 | 0.36406
HRE_RES_WALLS_WINDOWS_T4 | HRE_WALLS_AND_WINDOWS | RE_RES_SFD_1S_SLAB | 120 | 0.36406
HRE_RES_WALLS_WINDOWS_T4 | HRE_WALLS_AND_WINDOWS | RE_RES_SFD_1S_SLAB | 121 | 0.36406
HRE_RES_WALLS_WINDOWS_T4 | HRE_WALLS_AND_WINDOWS | RE_RES_SFD_1S_SLAB | 122 | 0.36406
HRE_RES_WALLS_WINDOWS_T4 | HRE_WALLS_AND_WINDOWS | RE_RES_SFD_1S_SLAB | 123 | 0.36406
HRE_RES_WALLS_WINDOWS_T4 | HRE_WALLS_AND_WINDOWS | RE_RES_SFD_1S_SLAB | 124 | 0.36406
HRE_RES_WALLS_WINDOWS_T4 | HRE_WALLS_AND_WINDOWS | RE_RES_SFD_1S_SLAB | 125 | 0.36406
HRE_RES_WALLS_WINDOWS_T4 | HRE_WALLS_AND_WINDOWS | RE_RES_SFD_1S_SLAB | 126 | 0.36406
HRE_RES_WALLS_WINDOWS_T4 | HRE_WALLS_AND_WINDOWS | RE_RES_SFD_1S_SLAB | 127 | 0.36406
HRE_RES_WALLS_WINDOWS_T4 | HRE_WALLS_AND_WINDOWS | RE_RES_SFD_1S_SLAB | 128 | 0.36406
HRE_RES_WALLS_WINDOWS_T4 | HRE_WALLS_AND_WINDOWS | RE_RES_SFD_1S_SLAB | 129 | 0.36406
HRE_RES_WALLS_WINDOWS_T4 | HRE_WALLS_AND_WINDOWS | RE_RES_SFD_1S_SLAB | 130 | 0.36406
HRE_RES_WALLS_WINDOWS_T4 | HRE_WALLS_AND_WINDOWS | RE_RES_SFD_1S_SLAB | 131 | 0.36406
HRE_RES_WALLS_WINDOWS_T4 | HRE_WALLS_AND_WINDOWS | RE_RES_SFD_1S_SLAB | 132 | 0.36406
HRE_RES_WALLS_WINDOWS_T4 | HRE_WALLS_AND_WINDOWS | RE_RES_SFD_1S_SLAB | 133 | 0.36406
HRE_RES_WALLS_WINDOWS_T4 | HRE_WALLS_AND_WINDOWS | RE_RES_SFD_1S_SLAB | 134 | 0.36406
HRE_RES_WALLS_WINDOWS_T4 | HRE_WALLS_AND_WINDOWS | RE_RES_SFD_1S_SLAB | 135 | 0.36406
HRE_RES_WALLS_WINDOWS_T4 | HRE_WALLS_AND_WINDOWS | RE_RES_SFD_1S_SLAB | 136 | 0.36406
HRE_RES_WALLS_WINDOWS_T4 | HRE_WALLS_AND_WINDOWS | RE_RES_SFD_1S_SLAB | 137 | 0.36406
HRE_RES_WALLS_WINDOWS_T4 | HRE_WALLS_AND_WINDOWS | RE_RES_SFD_1S_SLAB | 138 | 0.36406
HRE_RES_WALLS_WINDOWS_T4 | HRE_WALLS_AND_WINDOWS | RE_RES_SFD_1S_SLAB | 139 | 0.36406
HRE_RES_WALLS_WINDOWS_T4 | HRE_WALLS_AND_WINDOWS | RE_RES_SFD_1S_SLAB | 140 | 0.36406
HRE_RES_WALLS_WINDOWS_T4 | HRE_WALLS_AND_WINDOWS | RE_RES_SFD_1S_SLAB | 141 | 0.36406
HRE_RES_WALLS_WINDOWS_T4 | HRE_WALLS_AND_WINDOWS | RE_RES_SFD_1S_SLAB | 142 | 0.36406
HRE_RES_WALLS_WINDOWS_T4 | HRE_WALLS_AND_WINDOWS | RE_RES_SFD_1S_SLAB | 143 | 0.36406
HRE_RES_WALLS_WINDOWS_T4 | HRE_WALLS_AND_WINDOWS | RE_RES_SFD_1S_SLAB | 144 | 0.36406
HRE_RES_WALLS_WINDOWS_T4 | HRE_WALLS_AND_WINDOWS | RE_RES_SFD_1S_SLAB | 145 | 0.36406
HRE_RES_WALLS_WINDOWS_T4 | HRE_WALLS_AND_WINDOWS | RE_RES_SFD_1S_SLAB | 146 | 0.36406
HRE_RES_WALLS_WINDOWS_T4 | HRE_WALLS_AND_WINDOWS | RE_RES_SFD_1S_SLAB | 147 | 0.36406
HRE_RES_WALLS_WINDOWS_T4 | HRE_WALLS_AND_WINDOWS | RE_RES_SFD_1S_SLAB | 148 | 0.36406
HRE_RES_WALLS_WINDOWS_T4 | HRE_WALLS_AND_WINDOWS | RE_RES_SFD_1S_SLAB | 149 | 0.36406
HRE_RES_WALLS_WINDOWS_T4 | HRE_WALLS_AND_WINDOWS | RE_RES_SFD_1S_SLAB | 150 | 0.36406
HRE_RES_WALLS_WINDOWS_T4 | HRE_WALLS_AND_WINDOWS | RE_RES_SFD_1S_SLAB | 151 | 0.36406
HRE_RES_WALLS_WINDOWS_T4 | HRE_WALLS_AND_WINDOWS | RE_RES_SFD_1S_SLAB | 152 | 0.36406
HRE_RES_WALLS_WINDOWS_T4 | HRE_WALLS_AND_WINDOWS | RE_RES_SFD_1S_SLAB | 153 | 0.36406
HRE_RES_WALLS_WINDOWS_T4 | HRE_WALLS_AND_WINDOWS | RE_RES_SFD_1S_SLAB | 154 | 0.36406
HRE_RES_WALLS_WINDOWS_T4 | HRE_WALLS_AND_WINDOWS | RE_RES_SFD_1S_SLAB | 155 | 0.36406
HRE_RES_WALLS_WINDOWS_T4 | HRE_WALLS_AND_WINDOWS | RE_RES_SFD_1S_SLAB | 156 | 0.36406
HRE_RES_WALLS_WINDOWS_T4 | HRE_WALLS_AND_WINDOWS | RE_RES_SFD_1S_SLAB | 157 | 0.36406
HRE_RES_WALLS_WINDOWS_T4 | HRE_WALLS_AND_WINDOWS | RE_RES_SFD_1S_SLAB | 158 | 0.36406
HRE_RES_WALLS_WINDOWS_T4 | HRE_WALLS_AND_WINDOWS | RE_RES_SFD_1S_SLAB | 159 | 0.36406
HRE_RES_WALLS_WINDOWS_T4 | HRE_WALLS_AND_WINDOWS | RE_RES_SFD_1S_SLAB | 160 | 0.36406
HRE_RES_WALLS_WINDOWS_T4 | HRE_WALLS_AND_WINDOWS | RE_RES_SFD_1S_SLAB | 161 | 0.36406
HRE_RES_WALLS_WINDOWS_T4 | HRE_WALLS_AND_WINDOWS | RE_RES_SFD_1S_SLAB | 162 | 0.36406
HRE_RES_WALLS_WINDOWS_T4 | HRE_WALLS_AND_WINDOWS | RE_RES_SFD_1S_SLAB | 163 | 0.36406
HRE_RES_WALLS_WINDOWS_T4 | HRE_WALLS_AND_WINDOWS | RE_RES_SFD_1S_SLAB | 164 | 0.36406
HRE_RES_WALLS_WINDOWS_T4 | HRE_WALLS_AND_WINDOWS | RE_RES_SFD_1S_SLAB | 165 | 0.36406
HRE_RES_WALLS_WINDOWS_T4 | HRE_WALLS_AND_WINDOWS | RE_RES_SFD_1S_SLAB | 166 | 0.36406
HRE_RES_WALLS_WINDOWS_T4 | HRE_WALLS_AND_WINDOWS | RE_RES_SFD_1S_SLAB | 167 | 0.36406
HRE_RES_WALLS_WINDOWS_T4 | HRE_WALLS_AND_WINDOWS | RE_RES_SFD_1S_SLAB | 168 | 0.36406
HRE_RES_WALLS_WINDOWS_T4 | HRE_WALLS_AND_WINDOWS | RE_RES_SFD_1S_SLAB | 169 | 0.36406
HRE_RES_WALLS_WINDOWS_T4 | HRE_WALLS_AND_WINDOWS | RE_RES_SFD_1S_SLAB | 170 | 0.36406
HRE_RES_WALLS_WINDOWS_T4 | HRE_WALLS_AND_WINDOWS | RE_RES_SFD_1S_SLAB | 171 | 0.36406
HRE_RES_WALLS_WINDOWS_T4 | HRE_WALLS_AND_WINDOWS | RE_RES_SFD_1S_SLAB | 172 | 0.36406
HRE_RES_WALLS_WINDOWS_T4 | HRE_WALLS_AND_WINDOWS | RE_RES_SFD_1S_SLAB | 173 | 0.36406
HRE_RES_WALLS_WINDOWS_T4 | HRE_WALLS_AND_WINDOWS | RE_RES_SFD_1S_SLAB | 174 | 0.36406
HRE_RES_WALLS_WINDOWS_T4 | HRE_WALLS_AND_WINDOWS | RE_RES_SFD_1S_SLAB | 175 | 0.36406
HRE_RES_WALLS_WINDOWS_T4 | HRE_WALLS_AND_WINDOWS | RE_RES_SFD_1S_SLAB | 176 | 0.36406
HRE_RES_WALLS_WINDOWS_T4 | HRE_WALLS_AND_WINDOWS | RE_RES_SFD_1S_SLAB | 177 | 0.36406
HRE_RES_WALLS_WINDOWS_T4 | HRE_WALLS_AND_WINDOWS | RE_RES_SFD_1S_SLAB | 178 | 0.36406
HRE_RES_WALLS_WINDOWS_T4 | HRE_WALLS_AND_WINDOWS | RE_RES_SFD_1S_SLAB | 179 | 0.36406
HRE_RES_WALLS_WINDOWS_T4 | HRE_WALLS_AND_WINDOWS | RE_RES_SFD_1S_SLAB | 180 | 0.36406
HRE_RES_WALLS_WINDOWS_T4 | HRE_WALLS_AND_WINDOWS | RE_RES_SFD_1S_SLAB | 181 | 0.36406
HRE_RES_WALLS_WINDOWS_T4 | HRE_WALLS_AND_WINDOWS | RE_RES_SFD_1S_SLAB | 182 | 0.36406
HRE_RES_WALLS_WINDOWS_T4 | HRE_WALLS_AND_WINDOWS | RE_RES_SFD_1S_SLAB | 183 | 0.36406
HRE_RES_WALLS_WINDOWS_T4 | HRE_WALLS_AND_WINDOWS | RE_RES_SFD_1S_SLAB | 184 | 0.36406
HRE_RES_WALLS_WINDOWS_T4 | HRE_WALLS_AND_WINDOWS | RE_RES_SFD_1S_SLAB | 185 | 0.36406
HRE_RES_WALLS_WINDOWS_T4 | HRE_WALLS_AND_WINDOWS | RE_RES_SFD_1S_SLAB | 186 | 0.36406
HRE_RES_WALLS_WINDOWS_T4 | HRE_WALLS_AND_WINDOWS | RE_RES_SFD_1S_SLAB | 187 | 0.36406
HRE_RES_WALLS_WINDOWS_T4 | HRE_WALLS_AND_WINDOWS | RE_RES_SFD_1S_SLAB | 188 | 0.36406
HRE_RES_WALLS_WINDOWS_T4 | HRE_WALLS_AND_WINDOWS | RE_RES_SFD_1S_SLAB | 189 | 0.36406
HRE_RES_WALLS_WINDOWS_T4 | HRE_WALLS_AND_WINDOWS | RE_RES_SFD_1S_SLAB | 190 | 0.36406
HRE_RES_WALLS_WINDOWS_T4 | HRE_WALLS_AND_WINDOWS | RE_RES_SFD_1S_SLAB | 191 | 0.36406
HRE_RES_WALLS_WINDOWS_T4 | HRE_WALLS_AND_WINDOWS | RE_RES_SFD_1S_SLAB | 192 | 0.36406
HRE_RES_WALLS_WINDOWS_T4 | HRE_WALLS_AND_WINDOWS | RE_RES_SFD_1S_SLAB | 193 | 0.36406
HRE_RES_WALLS_WINDOWS_T4 | HRE_WALLS_AND_WINDOWS | RE_RES_SFD_1S_SLAB | 194 | 0.36406
HRE_RES_WALLS_WINDOWS_T4 | HRE_WALLS_AND_WINDOWS | RE_RES_SFD_1S_SLAB | 195 | 0.36406
HRE_RES_WALLS_WINDOWS_T4 | HRE_WALLS_AND_WINDOWS | RE_RES_SFD_1S_SLAB | 196 | 0.36406
HRE_RES_WALLS_WINDOWS_T4 | HRE_WALLS_AND_WINDOWS | RE_RES_SFD_1S_SLAB | 197 | 0.36406
HRE_RES_WALLS_WINDOWS_T4 | HRE_WALLS_AND_WINDOWS | RE_RES_SFD_1S_SLAB | 198 | 0.36406
HRE_RES_WALLS_WINDOWS_T4 | HRE_WALLS_AND_WINDOWS | RE_RES_SFD_1S_SLAB | 199 | 0.36406
HRE_RES_WALLS_WINDOWS_T4 | HRE_WALLS_AND_WINDOWS | RE_RES_SFD_1S_SLAB | 200 | 0.36406
HRE_RES_WALLS_WINDOWS_T4 | HRE_WALLS_AND_WINDOWS | RE_RES_SFD_1S_SLAB | 201 | 0.36406
HRE_RES_WALLS_WINDOWS_T4 | HRE_WALLS_AND_WINDOWS | RE_RES_SFD_1S_SLAB | 202 | 0.36406
HRE_RES_WALLS_WINDOWS_T4 | HRE_WALLS_AND_WINDOWS | RE_RES_SFD_1S_SLAB | 203 | 0.36406
HRE_RES_WALLS_WINDOWS_T4 | HRE_WALLS_AND_WINDOWS | RE_RES_SFD_1S_SLAB | 203.2 | 0.36406
HRE_IND_WINDOWS_T4 | HRE_WALLS_AND_WINDOWS | RE_IND_WAREHOUSE | 0 | 0
HRE_IND_WINDOWS_T4 | HRE_WALLS_AND_WINDOWS | RE_IND_WAREHOUSE | 1 | 0
HRE_IND_WINDOWS_T4 | HRE_WALLS_AND_WINDOWS | RE_IND_WAREHOUSE | 2 | 0
HRE_IND_WINDOWS_T4 | HRE_WALLS_AND_WINDOWS | RE_IND_WAREHOUSE | 3 | 0
HRE_IND_WINDOWS_T4 | HRE_WALLS_AND_WINDOWS | RE_IND_WAREHOUSE | 4 | 0
HRE_IND_WINDOWS_T4 | HRE_WALLS_AND_WINDOWS | RE_IND_WAREHOUSE | 5 | 0
HRE_IND_WINDOWS_T4 | HRE_WALLS_AND_WINDOWS | RE_IND_WAREHOUSE | 6 | 0
HRE_IND_WINDOWS_T4 | HRE_WALLS_AND_WINDOWS | RE_IND_WAREHOUSE | 7 | 0
HRE_IND_WINDOWS_T4 | HRE_WALLS_AND_WINDOWS | RE_IND_WAREHOUSE | 8 | 0
HRE_IND_WINDOWS_T4 | HRE_WALLS_AND_WINDOWS | RE_IND_WAREHOUSE | 9 | 0
HRE_IND_WINDOWS_T4 | HRE_WALLS_AND_WINDOWS | RE_IND_WAREHOUSE | 10 | 0
HRE_IND_WINDOWS_T4 | HRE_WALLS_AND_WINDOWS | RE_IND_WAREHOUSE | 11 | 0
HRE_IND_WINDOWS_T4 | HRE_WALLS_AND_WINDOWS | RE_IND_WAREHOUSE | 12 | 0
HRE_IND_WINDOWS_T4 | HRE_WALLS_AND_WINDOWS | RE_IND_WAREHOUSE | 13 | 0
HRE_IND_WINDOWS_T4 | HRE_WALLS_AND_WINDOWS | RE_IND_WAREHOUSE | 14 | 0
HRE_IND_WINDOWS_T4 | HRE_WALLS_AND_WINDOWS | RE_IND_WAREHOUSE | 15 | 0
HRE_IND_WINDOWS_T4 | HRE_WALLS_AND_WINDOWS | RE_IND_WAREHOUSE | 16 | 0
HRE_IND_WINDOWS_T4 | HRE_WALLS_AND_WINDOWS | RE_IND_WAREHOUSE | 17 | 0
HRE_IND_WINDOWS_T4 | HRE_WALLS_AND_WINDOWS | RE_IND_WAREHOUSE | 18 | 0
HRE_IND_WINDOWS_T4 | HRE_WALLS_AND_WINDOWS | RE_IND_WAREHOUSE | 19 | 0
HRE_IND_WINDOWS_T4 | HRE_WALLS_AND_WINDOWS | RE_IND_WAREHOUSE | 20 | 0
HRE_IND_WINDOWS_T4 | HRE_WALLS_AND_WINDOWS | RE_IND_WAREHOUSE | 21 | 0
HRE_IND_WINDOWS_T4 | HRE_WALLS_AND_WINDOWS | RE_IND_WAREHOUSE | 22 | 0
HRE_IND_WINDOWS_T4 | HRE_WALLS_AND_WINDOWS | RE_IND_WAREHOUSE | 23 | 0
HRE_IND_WINDOWS_T4 | HRE_WALLS_AND_WINDOWS | RE_IND_WAREHOUSE | 24 | 0
HRE_IND_WINDOWS_T4 | HRE_WALLS_AND_WINDOWS | RE_IND_WAREHOUSE | 25 | 2e-06
HRE_IND_WINDOWS_T4 | HRE_WALLS_AND_WINDOWS | RE_IND_WAREHOUSE | 26 | 5e-06
HRE_IND_WINDOWS_T4 | HRE_WALLS_AND_WINDOWS | RE_IND_WAREHOUSE | 27 | 1.4e-05
HRE_IND_WINDOWS_T4 | HRE_WALLS_AND_WINDOWS | RE_IND_WAREHOUSE | 28 | 3.6e-05
HRE_IND_WINDOWS_T4 | HRE_WALLS_AND_WINDOWS | RE_IND_WAREHOUSE | 29 | 8.3e-05
HRE_IND_WINDOWS_T4 | HRE_WALLS_AND_WINDOWS | RE_IND_WAREHOUSE | 30 | 0.000181
HRE_IND_WINDOWS_T4 | HRE_WALLS_AND_WINDOWS | RE_IND_WAREHOUSE | 31 | 0.000368
HRE_IND_WINDOWS_T4 | HRE_WALLS_AND_WINDOWS | RE_IND_WAREHOUSE | 32 | 0.000703
HRE_IND_WINDOWS_T4 | HRE_WALLS_AND_WINDOWS | RE_IND_WAREHOUSE | 33 | 0.001269
HRE_IND_WINDOWS_T4 | HRE_WALLS_AND_WINDOWS | RE_IND_WAREHOUSE | 34 | 0.002174
HRE_IND_WINDOWS_T4 | HRE_WALLS_AND_WINDOWS | RE_IND_WAREHOUSE | 35 | 0.003551
HRE_IND_WINDOWS_T4 | HRE_WALLS_AND_WINDOWS | RE_IND_WAREHOUSE | 36 | 0.005552
HRE_IND_WINDOWS_T4 | HRE_WALLS_AND_WINDOWS | RE_IND_WAREHOUSE | 37 | 0.008338
HRE_IND_WINDOWS_T4 | HRE_WALLS_AND_WINDOWS | RE_IND_WAREHOUSE | 38 | 0.012066
HRE_IND_WINDOWS_T4 | HRE_WALLS_AND_WINDOWS | RE_IND_WAREHOUSE | 39 | 0.016876
HRE_IND_WINDOWS_T4 | HRE_WALLS_AND_WINDOWS | RE_IND_WAREHOUSE | 40 | 0.022875
HRE_IND_WINDOWS_T4 | HRE_WALLS_AND_WINDOWS | RE_IND_WAREHOUSE | 41 | 0.030123
HRE_IND_WINDOWS_T4 | HRE_WALLS_AND_WINDOWS | RE_IND_WAREHOUSE | 42 | 0.038624
HRE_IND_WINDOWS_T4 | HRE_WALLS_AND_WINDOWS | RE_IND_WAREHOUSE | 43 | 0.048326
HRE_IND_WINDOWS_T4 | HRE_WALLS_AND_WINDOWS | RE_IND_WAREHOUSE | 44 | 0.059116
HRE_IND_WINDOWS_T4 | HRE_WALLS_AND_WINDOWS | RE_IND_WAREHOUSE | 45 | 0.070832
HRE_IND_WINDOWS_T4 | HRE_WALLS_AND_WINDOWS | RE_IND_WAREHOUSE | 46 | 0.08327
HRE_IND_WINDOWS_T4 | HRE_WALLS_AND_WINDOWS | RE_IND_WAREHOUSE | 47 | 0.096199
HRE_IND_WINDOWS_T4 | HRE_WALLS_AND_WINDOWS | RE_IND_WAREHOUSE | 48 | 0.10937
HRE_IND_WINDOWS_T4 | HRE_WALLS_AND_WINDOWS | RE_IND_WAREHOUSE | 49 | 0.12255
HRE_IND_WINDOWS_T4 | HRE_WALLS_AND_WINDOWS | RE_IND_WAREHOUSE | 50 | 0.13551
HRE_IND_WINDOWS_T4 | HRE_WALLS_AND_WINDOWS | RE_IND_WAREHOUSE | 51 | 0.14804
HRE_IND_WINDOWS_T4 | HRE_WALLS_AND_WINDOWS | RE_IND_WAREHOUSE | 52 | 0.15998
HRE_IND_WINDOWS_T4 | HRE_WALLS_AND_WINDOWS | RE_IND_WAREHOUSE | 53 | 0.17117
HRE_IND_WINDOWS_T4 | HRE_WALLS_AND_WINDOWS | RE_IND_WAREHOUSE | 54 | 0.18154
HRE_IND_WINDOWS_T4 | HRE_WALLS_AND_WINDOWS | RE_IND_WAREHOUSE | 55 | 0.19102
HRE_IND_WINDOWS_T4 | HRE_WALLS_AND_WINDOWS | RE_IND_WAREHOUSE | 56 | 0.19957
HRE_IND_WINDOWS_T4 | HRE_WALLS_AND_WINDOWS | RE_IND_WAREHOUSE | 57 | 0.2072
HRE_IND_WINDOWS_T4 | HRE_WALLS_AND_WINDOWS | RE_IND_WAREHOUSE | 58 | 0.21394
HRE_IND_WINDOWS_T4 | HRE_WALLS_AND_WINDOWS | RE_IND_WAREHOUSE | 59 | 0.21983
HRE_IND_WINDOWS_T4 | HRE_WALLS_AND_WINDOWS | RE_IND_WAREHOUSE | 60 | 0.22493
HRE_IND_WINDOWS_T4 | HRE_WALLS_AND_WINDOWS | RE_IND_WAREHOUSE | 61 | 0.22929
HRE_IND_WINDOWS_T4 | HRE_WALLS_AND_WINDOWS | RE_IND_WAREHOUSE | 62 | 0.23301
HRE_IND_WINDOWS_T4 | HRE_WALLS_AND_WINDOWS | RE_IND_WAREHOUSE | 63 | 0.23614
HRE_IND_WINDOWS_T4 | HRE_WALLS_AND_WINDOWS | RE_IND_WAREHOUSE | 64 | 0.23875
HRE_IND_WINDOWS_T4 | HRE_WALLS_AND_WINDOWS | RE_IND_WAREHOUSE | 65 | 0.24093
HRE_IND_WINDOWS_T4 | HRE_WALLS_AND_WINDOWS | RE_IND_WAREHOUSE | 66 | 0.24272
HRE_IND_WINDOWS_T4 | HRE_WALLS_AND_WINDOWS | RE_IND_WAREHOUSE | 67 | 0.24418
HRE_IND_WINDOWS_T4 | HRE_WALLS_AND_WINDOWS | RE_IND_WAREHOUSE | 68 | 0.24538
HRE_IND_WINDOWS_T4 | HRE_WALLS_AND_WINDOWS | RE_IND_WAREHOUSE | 69 | 0.24634
HRE_IND_WINDOWS_T4 | HRE_WALLS_AND_WINDOWS | RE_IND_WAREHOUSE | 70 | 0.24712
HRE_IND_WINDOWS_T4 | HRE_WALLS_AND_WINDOWS | RE_IND_WAREHOUSE | 71 | 0.24774
HRE_IND_WINDOWS_T4 | HRE_WALLS_AND_WINDOWS | RE_IND_WAREHOUSE | 72 | 0.24824
HRE_IND_WINDOWS_T4 | HRE_WALLS_AND_WINDOWS | RE_IND_WAREHOUSE | 73 | 0.24863
HRE_IND_WINDOWS_T4 | HRE_WALLS_AND_WINDOWS | RE_IND_WAREHOUSE | 74 | 0.24893
HRE_IND_WINDOWS_T4 | HRE_WALLS_AND_WINDOWS | RE_IND_WAREHOUSE | 75 | 0.24918
HRE_IND_WINDOWS_T4 | HRE_WALLS_AND_WINDOWS | RE_IND_WAREHOUSE | 76 | 0.24937
HRE_IND_WINDOWS_T4 | HRE_WALLS_AND_WINDOWS | RE_IND_WAREHOUSE | 77 | 0.24951
HRE_IND_WINDOWS_T4 | HRE_WALLS_AND_WINDOWS | RE_IND_WAREHOUSE | 78 | 0.24963
HRE_IND_WINDOWS_T4 | HRE_WALLS_AND_WINDOWS | RE_IND_WAREHOUSE | 79 | 0.24972
HRE_IND_WINDOWS_T4 | HRE_WALLS_AND_WINDOWS | RE_IND_WAREHOUSE | 80 | 0.24978
HRE_IND_WINDOWS_T4 | HRE_WALLS_AND_WINDOWS | RE_IND_WAREHOUSE | 81 | 0.24984
HRE_IND_WINDOWS_T4 | HRE_WALLS_AND_WINDOWS | RE_IND_WAREHOUSE | 82 | 0.24988
HRE_IND_WINDOWS_T4 | HRE_WALLS_AND_WINDOWS | RE_IND_WAREHOUSE | 83 | 0.24991
HRE_IND_WINDOWS_T4 | HRE_WALLS_AND_WINDOWS | RE_IND_WAREHOUSE | 84 | 0.24993
HRE_IND_WINDOWS_T4 | HRE_WALLS_AND_WINDOWS | RE_IND_WAREHOUSE | 85 | 0.24995
HRE_IND_WINDOWS_T4 | HRE_WALLS_AND_WINDOWS | RE_IND_WAREHOUSE | 86 | 0.24996
HRE_IND_WINDOWS_T4 | HRE_WALLS_AND_WINDOWS | RE_IND_WAREHOUSE | 87 | 0.24997
HRE_IND_WINDOWS_T4 | HRE_WALLS_AND_WINDOWS | RE_IND_WAREHOUSE | 88 | 0.24998
HRE_IND_WINDOWS_T4 | HRE_WALLS_AND_WINDOWS | RE_IND_WAREHOUSE | 89 | 0.24998
HRE_IND_WINDOWS_T4 | HRE_WALLS_AND_WINDOWS | RE_IND_WAREHOUSE | 90 | 0.24999
HRE_IND_WINDOWS_T4 | HRE_WALLS_AND_WINDOWS | RE_IND_WAREHOUSE | 91 | 0.24999
HRE_IND_WINDOWS_T4 | HRE_WALLS_AND_WINDOWS | RE_IND_WAREHOUSE | 92 | 0.24999
HRE_IND_WINDOWS_T4 | HRE_WALLS_AND_WINDOWS | RE_IND_WAREHOUSE | 93 | 0.24999
HRE_IND_WINDOWS_T4 | HRE_WALLS_AND_WINDOWS | RE_IND_WAREHOUSE | 94 | 0.25
HRE_IND_WINDOWS_T4 | HRE_WALLS_AND_WINDOWS | RE_IND_WAREHOUSE | 95 | 0.25
HRE_IND_WINDOWS_T4 | HRE_WALLS_AND_WINDOWS | RE_IND_WAREHOUSE | 96 | 0.25
HRE_IND_WINDOWS_T4 | HRE_WALLS_AND_WINDOWS | RE_IND_WAREHOUSE | 97 | 0.25
HRE_IND_WINDOWS_T4 | HRE_WALLS_AND_WINDOWS | RE_IND_WAREHOUSE | 98 | 0.25
HRE_IND_WINDOWS_T4 | HRE_WALLS_AND_WINDOWS | RE_IND_WAREHOUSE | 99 | 0.25
HRE_IND_WINDOWS_T4 | HRE_WALLS_AND_WINDOWS | RE_IND_WAREHOUSE | 100 | 0.25
HRE_IND_WINDOWS_T4 | HRE_WALLS_AND_WINDOWS | RE_IND_WAREHOUSE | 101 | 0.25
HRE_IND_WINDOWS_T4 | HRE_WALLS_AND_WINDOWS | RE_IND_WAREHOUSE | 102 | 0.25
HRE_IND_WINDOWS_T4 | HRE_WALLS_AND_WINDOWS | RE_IND_WAREHOUSE | 103 | 0.25
HRE_IND_WINDOWS_T4 | HRE_WALLS_AND_WINDOWS | RE_IND_WAREHOUSE | 104 | 0.25
HRE_IND_WINDOWS_T4 | HRE_WALLS_AND_WINDOWS | RE_IND_WAREHOUSE | 105 | 0.25
HRE_IND_WINDOWS_T4 | HRE_WALLS_AND_WINDOWS | RE_IND_WAREHOUSE | 106 | 0.25
HRE_IND_WINDOWS_T4 | HRE_WALLS_AND_WINDOWS | RE_IND_WAREHOUSE | 107 | 0.25
HRE_IND_WINDOWS_T4 | HRE_WALLS_AND_WINDOWS | RE_IND_WAREHOUSE | 108 | 0.25
HRE_IND_WINDOWS_T4 | HRE_WALLS_AND_WINDOWS | RE_IND_WAREHOUSE | 109 | 0.25
HRE_IND_WINDOWS_T4 | HRE_WALLS_AND_WINDOWS | RE_IND_WAREHOUSE | 110 | 0.25
HRE_IND_WINDOWS_T4 | HRE_WALLS_AND_WINDOWS | RE_IND_WAREHOUSE | 111 | 0.25
HRE_IND_WINDOWS_T4 | HRE_WALLS_AND_WINDOWS | RE_IND_WAREHOUSE | 112 | 0.25
HRE_IND_WINDOWS_T4 | HRE_WALLS_AND_WINDOWS | RE_IND_WAREHOUSE | 113 | 0.25
HRE_IND_WINDOWS_T4 | HRE_WALLS_AND_WINDOWS | RE_IND_WAREHOUSE | 114 | 0.25
HRE_IND_WINDOWS_T4 | HRE_WALLS_AND_WINDOWS | RE_IND_WAREHOUSE | 115 | 0.25
HRE_IND_WINDOWS_T4 | HRE_WALLS_AND_WINDOWS | RE_IND_WAREHOUSE | 116 | 0.25
HRE_IND_WINDOWS_T4 | HRE_WALLS_AND_WINDOWS | RE_IND_WAREHOUSE | 117 | 0.25
HRE_IND_WINDOWS_T4 | HRE_WALLS_AND_WINDOWS | RE_IND_WAREHOUSE | 118 | 0.25
HRE_IND_WINDOWS_T4 | HRE_WALLS_AND_WINDOWS | RE_IND_WAREHOUSE | 119 | 0.25
HRE_IND_WINDOWS_T4 | HRE_WALLS_AND_WINDOWS | RE_IND_WAREHOUSE | 120 | 0.25
HRE_IND_WINDOWS_T4 | HRE_WALLS_AND_WINDOWS | RE_IND_WAREHOUSE | 121 | 0.25
HRE_IND_WINDOWS_T4 | HRE_WALLS_AND_WINDOWS | RE_IND_WAREHOUSE | 122 | 0.25
HRE_IND_WINDOWS_T4 | HRE_WALLS_AND_WINDOWS | RE_IND_WAREHOUSE | 123 | 0.25
HRE_IND_WINDOWS_T4 | HRE_WALLS_AND_WINDOWS | RE_IND_WAREHOUSE | 124 | 0.25
HRE_IND_WINDOWS_T4 | HRE_WALLS_AND_WINDOWS | RE_IND_WAREHOUSE | 125 | 0.25
HRE_IND_WINDOWS_T4 | HRE_WALLS_AND_WINDOWS | RE_IND_WAREHOUSE | 126 | 0.25
HRE_IND_WINDOWS_T4 | HRE_WALLS_AND_WINDOWS | RE_IND_WAREHOUSE | 127 | 0.25
HRE_IND_WINDOWS_T4 | HRE_WALLS_AND_WINDOWS | RE_IND_WAREHOUSE | 128 | 0.25
HRE_IND_WINDOWS_T4 | HRE_WALLS_AND_WINDOWS | RE_IND_WAREHOUSE | 129 | 0.25
HRE_IND_WINDOWS_T4 | HRE_WALLS_AND_WINDOWS | RE_IND_WAREHOUSE | 130 | 0.25
HRE_IND_WINDOWS_T4 | HRE_WALLS_AND_WINDOWS | RE_IND_WAREHOUSE | 131 | 0.25
HRE_IND_WINDOWS_T4 | HRE_WALLS_AND_WINDOWS | RE_IND_WAREHOUSE | 132 | 0.25
HRE_IND_WINDOWS_T4 | HRE_WALLS_AND_WINDOWS | RE_IND_WAREHOUSE | 133 | 0.25
HRE_IND_WINDOWS_T4 | HRE_WALLS_AND_WINDOWS | RE_IND_WAREHOUSE | 134 | 0.25
HRE_IND_WINDOWS_T4 | HRE_WALLS_AND_WINDOWS | RE_IND_WAREHOUSE | 135 | 0.25
HRE_IND_WINDOWS_T4 | HRE_WALLS_AND_WINDOWS | RE_IND_WAREHOUSE | 136 | 0.25
HRE_IND_WINDOWS_T4 | HRE_WALLS_AND_WINDOWS | RE_IND_WAREHOUSE | 137 | 0.25
HRE_IND_WINDOWS_T4 | HRE_WALLS_AND_WINDOWS | RE_IND_WAREHOUSE | 138 | 0.25
HRE_IND_WINDOWS_T4 | HRE_WALLS_AND_WINDOWS | RE_IND_WAREHOUSE | 139 | 0.25
HRE_IND_WINDOWS_T4 | HRE_WALLS_AND_WINDOWS | RE_IND_WAREHOUSE | 140 | 0.25
HRE_IND_WINDOWS_T4 | HRE_WALLS_AND_WINDOWS | RE_IND_WAREHOUSE | 141 | 0.25
HRE_IND_WINDOWS_T4 | HRE_WALLS_AND_WINDOWS | RE_IND_WAREHOUSE | 142 | 0.25
HRE_IND_WINDOWS_T4 | HRE_WALLS_AND_WINDOWS | RE_IND_WAREHOUSE | 143 | 0.25
HRE_IND_WINDOWS_T4 | HRE_WALLS_AND_WINDOWS | RE_IND_WAREHOUSE | 144 | 0.25
HRE_IND_WINDOWS_T4 | HRE_WALLS_AND_WINDOWS | RE_IND_WAREHOUSE | 145 | 0.25
HRE_IND_WINDOWS_T4 | HRE_WALLS_AND_WINDOWS | RE_IND_WAREHOUSE | 146 | 0.25
HRE_IND_WINDOWS_T4 | HRE_WALLS_AND_WINDOWS | RE_IND_WAREHOUSE | 147 | 0.25
HRE_IND_WINDOWS_T4 | HRE_WALLS_AND_WINDOWS | RE_IND_WAREHOUSE | 148 | 0.25
HRE_IND_WINDOWS_T4 | HRE_WALLS_AND_WINDOWS | RE_IND_WAREHOUSE | 149 | 0.25
HRE_IND_WINDOWS_T4 | HRE_WALLS_AND_WINDOWS | RE_IND_WAREHOUSE | 150 | 0.25
HRE_IND_WINDOWS_T4 | HRE_WALLS_AND_WINDOWS | RE_IND_WAREHOUSE | 151 | 0.25
HRE_IND_WINDOWS_T4 | HRE_WALLS_AND_WINDOWS | RE_IND_WAREHOUSE | 152 | 0.25
HRE_IND_WINDOWS_T4 | HRE_WALLS_AND_WINDOWS | RE_IND_WAREHOUSE | 153 | 0.25
HRE_IND_WINDOWS_T4 | HRE_WALLS_AND_WINDOWS | RE_IND_WAREHOUSE | 154 | 0.25
HRE_IND_WINDOWS_T4 | HRE_WALLS_AND_WINDOWS | RE_IND_WAREHOUSE | 155 | 0.25
HRE_IND_WINDOWS_T4 | HRE_WALLS_AND_WINDOWS | RE_IND_WAREHOUSE | 156 | 0.25
HRE_IND_WINDOWS_T4 | HRE_WALLS_AND_WINDOWS | RE_IND_WAREHOUSE | 157 | 0.25
HRE_IND_WINDOWS_T4 | HRE_WALLS_AND_WINDOWS | RE_IND_WAREHOUSE | 158 | 0.25
HRE_IND_WINDOWS_T4 | HRE_WALLS_AND_WINDOWS | RE_IND_WAREHOUSE | 159 | 0.25
HRE_IND_WINDOWS_T4 | HRE_WALLS_AND_WINDOWS | RE_IND_WAREHOUSE | 160 | 0.25
HRE_IND_WINDOWS_T4 | HRE_WALLS_AND_WINDOWS | RE_IND_WAREHOUSE | 161 | 0.25
HRE_IND_WINDOWS_T4 | HRE_WALLS_AND_WINDOWS | RE_IND_WAREHOUSE | 162 | 0.25
HRE_IND_WINDOWS_T4 | HRE_WALLS_AND_WINDOWS | RE_IND_WAREHOUSE | 163 | 0.25
HRE_IND_WINDOWS_T4 | HRE_WALLS_AND_WINDOWS | RE_IND_WAREHOUSE | 164 | 0.25
HRE_IND_WINDOWS_T4 | HRE_WALLS_AND_WINDOWS | RE_IND_WAREHOUSE | 165 | 0.25
HRE_IND_WINDOWS_T4 | HRE_WALLS_AND_WINDOWS | RE_IND_WAREHOUSE | 166 | 0.25
HRE_IND_WINDOWS_T4 | HRE_WALLS_AND_WINDOWS | RE_IND_WAREHOUSE | 167 | 0.25
HRE_IND_WINDOWS_T4 | HRE_WALLS_AND_WINDOWS | RE_IND_WAREHOUSE | 168 | 0.25
HRE_IND_WINDOWS_T4 | HRE_WALLS_AND_WINDOWS | RE_IND_WAREHOUSE | 169 | 0.25
HRE_IND_WINDOWS_T4 | HRE_WALLS_AND_WINDOWS | RE_IND_WAREHOUSE | 170 | 0.25
HRE_IND_WINDOWS_T4 | HRE_WALLS_AND_WINDOWS | RE_IND_WAREHOUSE | 171 | 0.25
HRE_IND_WINDOWS_T4 | HRE_WALLS_AND_WINDOWS | RE_IND_WAREHOUSE | 172 | 0.25
HRE_IND_WINDOWS_T4 | HRE_WALLS_AND_WINDOWS | RE_IND_WAREHOUSE | 173 | 0.25
HRE_IND_WINDOWS_T4 | HRE_WALLS_AND_WINDOWS | RE_IND_WAREHOUSE | 174 | 0.25
HRE_IND_WINDOWS_T4 | HRE_WALLS_AND_WINDOWS | RE_IND_WAREHOUSE | 175 | 0.25
HRE_IND_WINDOWS_T4 | HRE_WALLS_AND_WINDOWS | RE_IND_WAREHOUSE | 176 | 0.25
HRE_IND_WINDOWS_T4 | HRE_WALLS_AND_WINDOWS | RE_IND_WAREHOUSE | 177 | 0.25
HRE_IND_WINDOWS_T4 | HRE_WALLS_AND_WINDOWS | RE_IND_WAREHOUSE | 178 | 0.25
HRE_IND_WINDOWS_T4 | HRE_WALLS_AND_WINDOWS | RE_IND_WAREHOUSE | 179 | 0.25
HRE_IND_WINDOWS_T4 | HRE_WALLS_AND_WINDOWS | RE_IND_WAREHOUSE | 180 | 0.25
HRE_IND_WINDOWS_T4 | HRE_WALLS_AND_WINDOWS | RE_IND_WAREHOUSE | 181 | 0.25
HRE_IND_WINDOWS_T4 | HRE_WALLS_AND_WINDOWS | RE_IND_WAREHOUSE | 182 | 0.25
HRE_IND_WINDOWS_T4 | HRE_WALLS_AND_WINDOWS | RE_IND_WAREHOUSE | 183 | 0.25
HRE_IND_WINDOWS_T4 | HRE_WALLS_AND_WINDOWS | RE_IND_WAREHOUSE | 184 | 0.25
HRE_IND_WINDOWS_T4 | HRE_WALLS_AND_WINDOWS | RE_IND_WAREHOUSE | 185 | 0.25
HRE_IND_WINDOWS_T4 | HRE_WALLS_AND_WINDOWS | RE_IND_WAREHOUSE | 186 | 0.25
HRE_IND_WINDOWS_T4 | HRE_WALLS_AND_WINDOWS | RE_IND_WAREHOUSE | 187 | 0.25
HRE_IND_WINDOWS_T4 | HRE_WALLS_AND_WINDOWS | RE_IND_WAREHOUSE | 188 | 0.25
HRE_IND_WINDOWS_T4 | HRE_WALLS_AND_WINDOWS | RE_IND_WAREHOUSE | 189 | 0.25
HRE_IND_WINDOWS_T4 | HRE_WALLS_AND_WINDOWS | RE_IND_WAREHOUSE | 190 | 0.25
HRE_IND_WINDOWS_T4 | HRE_WALLS_AND_WINDOWS | RE_IND_WAREHOUSE | 191 | 0.25
HRE_IND_WINDOWS_T4 | HRE_WALLS_AND_WINDOWS | RE_IND_WAREHOUSE | 192 | 0.25
HRE_IND_WINDOWS_T4 | HRE_WALLS_AND_WINDOWS | RE_IND_WAREHOUSE | 193 | 0.25
HRE_IND_WINDOWS_T4 | HRE_WALLS_AND_WINDOWS | RE_IND_WAREHOUSE | 194 | 0.25
HRE_IND_WINDOWS_T4 | HRE_WALLS_AND_WINDOWS | RE_IND_WAREHOUSE | 195 | 0.25
HRE_IND_WINDOWS_T4 | HRE_WALLS_AND_WINDOWS | RE_IND_WAREHOUSE | 196 | 0.25
HRE_IND_WINDOWS_T4 | HRE_WALLS_AND_WINDOWS | RE_IND_WAREHOUSE | 197 | 0.25
HRE_IND_WINDOWS_T4 | HRE_WALLS_AND_WINDOWS | RE_IND_WAREHOUSE | 198 | 0.25
HRE_IND_WINDOWS_T4 | HRE_WALLS_AND_WINDOWS | RE_IND_WAREHOUSE | 199 | 0.25
HRE_IND_WINDOWS_T4 | HRE_WALLS_AND_WINDOWS | RE_IND_WAREHOUSE | 200 | 0.25
HRE_IND_WINDOWS_T4 | HRE_WALLS_AND_WINDOWS | RE_IND_WAREHOUSE | 201 | 0.25
HRE_IND_WINDOWS_T4 | HRE_WALLS_AND_WINDOWS | RE_IND_WAREHOUSE | 202 | 0.25
HRE_IND_WINDOWS_T4 | HRE_WALLS_AND_WINDOWS | RE_IND_WAREHOUSE | 203 | 0.25
HRE_IND_WINDOWS_T4 | HRE_WALLS_AND_WINDOWS | RE_IND_WAREHOUSE | 203.2 | 0.25
HRE_OFF_WINDOWS_T4 | HRE_WALLS_AND_WINDOWS | RE_COM_OFFICE_3S_SLAB | 0 | 0
HRE_OFF_WINDOWS_T4 | HRE_WALLS_AND_WINDOWS | RE_COM_OFFICE_3S_SLAB | 1 | 0
HRE_OFF_WINDOWS_T4 | HRE_WALLS_AND_WINDOWS | RE_COM_OFFICE_3S_SLAB | 2 | 0
HRE_OFF_WINDOWS_T4 | HRE_WALLS_AND_WINDOWS | RE_COM_OFFICE_3S_SLAB | 3 | 0
HRE_OFF_WINDOWS_T4 | HRE_WALLS_AND_WINDOWS | RE_COM_OFFICE_3S_SLAB | 4 | 0
HRE_OFF_WINDOWS_T4 | HRE_WALLS_AND_WINDOWS | RE_COM_OFFICE_3S_SLAB | 5 | 0
HRE_OFF_WINDOWS_T4 | HRE_WALLS_AND_WINDOWS | RE_COM_OFFICE_3S_SLAB | 6 | 0
HRE_OFF_WINDOWS_T4 | HRE_WALLS_AND_WINDOWS | RE_COM_OFFICE_3S_SLAB | 7 | 0
HRE_OFF_WINDOWS_T4 | HRE_WALLS_AND_WINDOWS | RE_COM_OFFICE_3S_SLAB | 8 | 0
HRE_OFF_WINDOWS_T4 | HRE_WALLS_AND_WINDOWS | RE_COM_OFFICE_3S_SLAB | 9 | 0
HRE_OFF_WINDOWS_T4 | HRE_WALLS_AND_WINDOWS | RE_COM_OFFICE_3S_SLAB | 10 | 0
HRE_OFF_WINDOWS_T4 | HRE_WALLS_AND_WINDOWS | RE_COM_OFFICE_3S_SLAB | 11 | 0
HRE_OFF_WINDOWS_T4 | HRE_WALLS_AND_WINDOWS | RE_COM_OFFICE_3S_SLAB | 12 | 0
HRE_OFF_WINDOWS_T4 | HRE_WALLS_AND_WINDOWS | RE_COM_OFFICE_3S_SLAB | 13 | 0
HRE_OFF_WINDOWS_T4 | HRE_WALLS_AND_WINDOWS | RE_COM_OFFICE_3S_SLAB | 14 | 0
HRE_OFF_WINDOWS_T4 | HRE_WALLS_AND_WINDOWS | RE_COM_OFFICE_3S_SLAB | 15 | 0
HRE_OFF_WINDOWS_T4 | HRE_WALLS_AND_WINDOWS | RE_COM_OFFICE_3S_SLAB | 16 | 0
HRE_OFF_WINDOWS_T4 | HRE_WALLS_AND_WINDOWS | RE_COM_OFFICE_3S_SLAB | 17 | 0
HRE_OFF_WINDOWS_T4 | HRE_WALLS_AND_WINDOWS | RE_COM_OFFICE_3S_SLAB | 18 | 0
HRE_OFF_WINDOWS_T4 | HRE_WALLS_AND_WINDOWS | RE_COM_OFFICE_3S_SLAB | 19 | 0
HRE_OFF_WINDOWS_T4 | HRE_WALLS_AND_WINDOWS | RE_COM_OFFICE_3S_SLAB | 20 | 0
HRE_OFF_WINDOWS_T4 | HRE_WALLS_AND_WINDOWS | RE_COM_OFFICE_3S_SLAB | 21 | 0
HRE_OFF_WINDOWS_T4 | HRE_WALLS_AND_WINDOWS | RE_COM_OFFICE_3S_SLAB | 22 | 0
HRE_OFF_WINDOWS_T4 | HRE_WALLS_AND_WINDOWS | RE_COM_OFFICE_3S_SLAB | 23 | 0
HRE_OFF_WINDOWS_T4 | HRE_WALLS_AND_WINDOWS | RE_COM_OFFICE_3S_SLAB | 24 | 0
HRE_OFF_WINDOWS_T4 | HRE_WALLS_AND_WINDOWS | RE_COM_OFFICE_3S_SLAB | 25 | 2e-06
HRE_OFF_WINDOWS_T4 | HRE_WALLS_AND_WINDOWS | RE_COM_OFFICE_3S_SLAB | 26 | 5e-06
HRE_OFF_WINDOWS_T4 | HRE_WALLS_AND_WINDOWS | RE_COM_OFFICE_3S_SLAB | 27 | 1.4e-05
HRE_OFF_WINDOWS_T4 | HRE_WALLS_AND_WINDOWS | RE_COM_OFFICE_3S_SLAB | 28 | 3.6e-05
HRE_OFF_WINDOWS_T4 | HRE_WALLS_AND_WINDOWS | RE_COM_OFFICE_3S_SLAB | 29 | 8.3e-05
HRE_OFF_WINDOWS_T4 | HRE_WALLS_AND_WINDOWS | RE_COM_OFFICE_3S_SLAB | 30 | 0.000181
HRE_OFF_WINDOWS_T4 | HRE_WALLS_AND_WINDOWS | RE_COM_OFFICE_3S_SLAB | 31 | 0.000368
HRE_OFF_WINDOWS_T4 | HRE_WALLS_AND_WINDOWS | RE_COM_OFFICE_3S_SLAB | 32 | 0.000703
HRE_OFF_WINDOWS_T4 | HRE_WALLS_AND_WINDOWS | RE_COM_OFFICE_3S_SLAB | 33 | 0.001269
HRE_OFF_WINDOWS_T4 | HRE_WALLS_AND_WINDOWS | RE_COM_OFFICE_3S_SLAB | 34 | 0.002174
HRE_OFF_WINDOWS_T4 | HRE_WALLS_AND_WINDOWS | RE_COM_OFFICE_3S_SLAB | 35 | 0.003551
HRE_OFF_WINDOWS_T4 | HRE_WALLS_AND_WINDOWS | RE_COM_OFFICE_3S_SLAB | 36 | 0.005552
HRE_OFF_WINDOWS_T4 | HRE_WALLS_AND_WINDOWS | RE_COM_OFFICE_3S_SLAB | 37 | 0.008338
HRE_OFF_WINDOWS_T4 | HRE_WALLS_AND_WINDOWS | RE_COM_OFFICE_3S_SLAB | 38 | 0.012066
HRE_OFF_WINDOWS_T4 | HRE_WALLS_AND_WINDOWS | RE_COM_OFFICE_3S_SLAB | 39 | 0.016876
HRE_OFF_WINDOWS_T4 | HRE_WALLS_AND_WINDOWS | RE_COM_OFFICE_3S_SLAB | 40 | 0.022875
HRE_OFF_WINDOWS_T4 | HRE_WALLS_AND_WINDOWS | RE_COM_OFFICE_3S_SLAB | 41 | 0.030123
HRE_OFF_WINDOWS_T4 | HRE_WALLS_AND_WINDOWS | RE_COM_OFFICE_3S_SLAB | 42 | 0.038624
HRE_OFF_WINDOWS_T4 | HRE_WALLS_AND_WINDOWS | RE_COM_OFFICE_3S_SLAB | 43 | 0.048326
HRE_OFF_WINDOWS_T4 | HRE_WALLS_AND_WINDOWS | RE_COM_OFFICE_3S_SLAB | 44 | 0.059116
HRE_OFF_WINDOWS_T4 | HRE_WALLS_AND_WINDOWS | RE_COM_OFFICE_3S_SLAB | 45 | 0.070832
HRE_OFF_WINDOWS_T4 | HRE_WALLS_AND_WINDOWS | RE_COM_OFFICE_3S_SLAB | 46 | 0.08327
HRE_OFF_WINDOWS_T4 | HRE_WALLS_AND_WINDOWS | RE_COM_OFFICE_3S_SLAB | 47 | 0.096199
HRE_OFF_WINDOWS_T4 | HRE_WALLS_AND_WINDOWS | RE_COM_OFFICE_3S_SLAB | 48 | 0.10937
HRE_OFF_WINDOWS_T4 | HRE_WALLS_AND_WINDOWS | RE_COM_OFFICE_3S_SLAB | 49 | 0.12255
HRE_OFF_WINDOWS_T4 | HRE_WALLS_AND_WINDOWS | RE_COM_OFFICE_3S_SLAB | 50 | 0.13551
HRE_OFF_WINDOWS_T4 | HRE_WALLS_AND_WINDOWS | RE_COM_OFFICE_3S_SLAB | 51 | 0.14804
HRE_OFF_WINDOWS_T4 | HRE_WALLS_AND_WINDOWS | RE_COM_OFFICE_3S_SLAB | 52 | 0.15998
HRE_OFF_WINDOWS_T4 | HRE_WALLS_AND_WINDOWS | RE_COM_OFFICE_3S_SLAB | 53 | 0.17117
HRE_OFF_WINDOWS_T4 | HRE_WALLS_AND_WINDOWS | RE_COM_OFFICE_3S_SLAB | 54 | 0.18154
HRE_OFF_WINDOWS_T4 | HRE_WALLS_AND_WINDOWS | RE_COM_OFFICE_3S_SLAB | 55 | 0.19102
HRE_OFF_WINDOWS_T4 | HRE_WALLS_AND_WINDOWS | RE_COM_OFFICE_3S_SLAB | 56 | 0.19957
HRE_OFF_WINDOWS_T4 | HRE_WALLS_AND_WINDOWS | RE_COM_OFFICE_3S_SLAB | 57 | 0.2072
HRE_OFF_WINDOWS_T4 | HRE_WALLS_AND_WINDOWS | RE_COM_OFFICE_3S_SLAB | 58 | 0.21394
HRE_OFF_WINDOWS_T4 | HRE_WALLS_AND_WINDOWS | RE_COM_OFFICE_3S_SLAB | 59 | 0.21983
HRE_OFF_WINDOWS_T4 | HRE_WALLS_AND_WINDOWS | RE_COM_OFFICE_3S_SLAB | 60 | 0.22493
HRE_OFF_WINDOWS_T4 | HRE_WALLS_AND_WINDOWS | RE_COM_OFFICE_3S_SLAB | 61 | 0.22929
HRE_OFF_WINDOWS_T4 | HRE_WALLS_AND_WINDOWS | RE_COM_OFFICE_3S_SLAB | 62 | 0.23301
HRE_OFF_WINDOWS_T4 | HRE_WALLS_AND_WINDOWS | RE_COM_OFFICE_3S_SLAB | 63 | 0.23614
HRE_OFF_WINDOWS_T4 | HRE_WALLS_AND_WINDOWS | RE_COM_OFFICE_3S_SLAB | 64 | 0.23875
HRE_OFF_WINDOWS_T4 | HRE_WALLS_AND_WINDOWS | RE_COM_OFFICE_3S_SLAB | 65 | 0.24093
HRE_OFF_WINDOWS_T4 | HRE_WALLS_AND_WINDOWS | RE_COM_OFFICE_3S_SLAB | 66 | 0.24272
HRE_OFF_WINDOWS_T4 | HRE_WALLS_AND_WINDOWS | RE_COM_OFFICE_3S_SLAB | 67 | 0.24418
HRE_OFF_WINDOWS_T4 | HRE_WALLS_AND_WINDOWS | RE_COM_OFFICE_3S_SLAB | 68 | 0.24538
HRE_OFF_WINDOWS_T4 | HRE_WALLS_AND_WINDOWS | RE_COM_OFFICE_3S_SLAB | 69 | 0.24634
HRE_OFF_WINDOWS_T4 | HRE_WALLS_AND_WINDOWS | RE_COM_OFFICE_3S_SLAB | 70 | 0.24712
HRE_OFF_WINDOWS_T4 | HRE_WALLS_AND_WINDOWS | RE_COM_OFFICE_3S_SLAB | 71 | 0.24774
HRE_OFF_WINDOWS_T4 | HRE_WALLS_AND_WINDOWS | RE_COM_OFFICE_3S_SLAB | 72 | 0.24824
HRE_OFF_WINDOWS_T4 | HRE_WALLS_AND_WINDOWS | RE_COM_OFFICE_3S_SLAB | 73 | 0.24863
HRE_OFF_WINDOWS_T4 | HRE_WALLS_AND_WINDOWS | RE_COM_OFFICE_3S_SLAB | 74 | 0.24893
HRE_OFF_WINDOWS_T4 | HRE_WALLS_AND_WINDOWS | RE_COM_OFFICE_3S_SLAB | 75 | 0.24918
HRE_OFF_WINDOWS_T4 | HRE_WALLS_AND_WINDOWS | RE_COM_OFFICE_3S_SLAB | 76 | 0.24937
HRE_OFF_WINDOWS_T4 | HRE_WALLS_AND_WINDOWS | RE_COM_OFFICE_3S_SLAB | 77 | 0.24951
HRE_OFF_WINDOWS_T4 | HRE_WALLS_AND_WINDOWS | RE_COM_OFFICE_3S_SLAB | 78 | 0.24963
HRE_OFF_WINDOWS_T4 | HRE_WALLS_AND_WINDOWS | RE_COM_OFFICE_3S_SLAB | 79 | 0.24972
HRE_OFF_WINDOWS_T4 | HRE_WALLS_AND_WINDOWS | RE_COM_OFFICE_3S_SLAB | 80 | 0.24978
HRE_OFF_WINDOWS_T4 | HRE_WALLS_AND_WINDOWS | RE_COM_OFFICE_3S_SLAB | 81 | 0.24984
HRE_OFF_WINDOWS_T4 | HRE_WALLS_AND_WINDOWS | RE_COM_OFFICE_3S_SLAB | 82 | 0.24988
HRE_OFF_WINDOWS_T4 | HRE_WALLS_AND_WINDOWS | RE_COM_OFFICE_3S_SLAB | 83 | 0.24991
HRE_OFF_WINDOWS_T4 | HRE_WALLS_AND_WINDOWS | RE_COM_OFFICE_3S_SLAB | 84 | 0.24993
HRE_OFF_WINDOWS_T4 | HRE_WALLS_AND_WINDOWS | RE_COM_OFFICE_3S_SLAB | 85 | 0.24995
HRE_OFF_WINDOWS_T4 | HRE_WALLS_AND_WINDOWS | RE_COM_OFFICE_3S_SLAB | 86 | 0.24996
HRE_OFF_WINDOWS_T4 | HRE_WALLS_AND_WINDOWS | RE_COM_OFFICE_3S_SLAB | 87 | 0.24997
HRE_OFF_WINDOWS_T4 | HRE_WALLS_AND_WINDOWS | RE_COM_OFFICE_3S_SLAB | 88 | 0.24998
HRE_OFF_WINDOWS_T4 | HRE_WALLS_AND_WINDOWS | RE_COM_OFFICE_3S_SLAB | 89 | 0.24998
HRE_OFF_WINDOWS_T4 | HRE_WALLS_AND_WINDOWS | RE_COM_OFFICE_3S_SLAB | 90 | 0.24999
HRE_OFF_WINDOWS_T4 | HRE_WALLS_AND_WINDOWS | RE_COM_OFFICE_3S_SLAB | 91 | 0.24999
HRE_OFF_WINDOWS_T4 | HRE_WALLS_AND_WINDOWS | RE_COM_OFFICE_3S_SLAB | 92 | 0.24999
HRE_OFF_WINDOWS_T4 | HRE_WALLS_AND_WINDOWS | RE_COM_OFFICE_3S_SLAB | 93 | 0.24999
HRE_OFF_WINDOWS_T4 | HRE_WALLS_AND_WINDOWS | RE_COM_OFFICE_3S_SLAB | 94 | 0.25
HRE_OFF_WINDOWS_T4 | HRE_WALLS_AND_WINDOWS | RE_COM_OFFICE_3S_SLAB | 95 | 0.25
HRE_OFF_WINDOWS_T4 | HRE_WALLS_AND_WINDOWS | RE_COM_OFFICE_3S_SLAB | 96 | 0.25
HRE_OFF_WINDOWS_T4 | HRE_WALLS_AND_WINDOWS | RE_COM_OFFICE_3S_SLAB | 97 | 0.25
HRE_OFF_WINDOWS_T4 | HRE_WALLS_AND_WINDOWS | RE_COM_OFFICE_3S_SLAB | 98 | 0.25
HRE_OFF_WINDOWS_T4 | HRE_WALLS_AND_WINDOWS | RE_COM_OFFICE_3S_SLAB | 99 | 0.25
HRE_OFF_WINDOWS_T4 | HRE_WALLS_AND_WINDOWS | RE_COM_OFFICE_3S_SLAB | 100 | 0.25
HRE_OFF_WINDOWS_T4 | HRE_WALLS_AND_WINDOWS | RE_COM_OFFICE_3S_SLAB | 101 | 0.25
HRE_OFF_WINDOWS_T4 | HRE_WALLS_AND_WINDOWS | RE_COM_OFFICE_3S_SLAB | 102 | 0.25
HRE_OFF_WINDOWS_T4 | HRE_WALLS_AND_WINDOWS | RE_COM_OFFICE_3S_SLAB | 103 | 0.25
HRE_OFF_WINDOWS_T4 | HRE_WALLS_AND_WINDOWS | RE_COM_OFFICE_3S_SLAB | 104 | 0.25
HRE_OFF_WINDOWS_T4 | HRE_WALLS_AND_WINDOWS | RE_COM_OFFICE_3S_SLAB | 105 | 0.25
HRE_OFF_WINDOWS_T4 | HRE_WALLS_AND_WINDOWS | RE_COM_OFFICE_3S_SLAB | 106 | 0.25
HRE_OFF_WINDOWS_T4 | HRE_WALLS_AND_WINDOWS | RE_COM_OFFICE_3S_SLAB | 107 | 0.25
HRE_OFF_WINDOWS_T4 | HRE_WALLS_AND_WINDOWS | RE_COM_OFFICE_3S_SLAB | 108 | 0.25
HRE_OFF_WINDOWS_T4 | HRE_WALLS_AND_WINDOWS | RE_COM_OFFICE_3S_SLAB | 109 | 0.25
HRE_OFF_WINDOWS_T4 | HRE_WALLS_AND_WINDOWS | RE_COM_OFFICE_3S_SLAB | 110 | 0.25
HRE_OFF_WINDOWS_T4 | HRE_WALLS_AND_WINDOWS | RE_COM_OFFICE_3S_SLAB | 111 | 0.25
HRE_OFF_WINDOWS_T4 | HRE_WALLS_AND_WINDOWS | RE_COM_OFFICE_3S_SLAB | 112 | 0.25
HRE_OFF_WINDOWS_T4 | HRE_WALLS_AND_WINDOWS | RE_COM_OFFICE_3S_SLAB | 113 | 0.25
HRE_OFF_WINDOWS_T4 | HRE_WALLS_AND_WINDOWS | RE_COM_OFFICE_3S_SLAB | 114 | 0.25
HRE_OFF_WINDOWS_T4 | HRE_WALLS_AND_WINDOWS | RE_COM_OFFICE_3S_SLAB | 115 | 0.25
HRE_OFF_WINDOWS_T4 | HRE_WALLS_AND_WINDOWS | RE_COM_OFFICE_3S_SLAB | 116 | 0.25
HRE_OFF_WINDOWS_T4 | HRE_WALLS_AND_WINDOWS | RE_COM_OFFICE_3S_SLAB | 117 | 0.25
HRE_OFF_WINDOWS_T4 | HRE_WALLS_AND_WINDOWS | RE_COM_OFFICE_3S_SLAB | 118 | 0.25
HRE_OFF_WINDOWS_T4 | HRE_WALLS_AND_WINDOWS | RE_COM_OFFICE_3S_SLAB | 119 | 0.25
HRE_OFF_WINDOWS_T4 | HRE_WALLS_AND_WINDOWS | RE_COM_OFFICE_3S_SLAB | 120 | 0.25
HRE_OFF_WINDOWS_T4 | HRE_WALLS_AND_WINDOWS | RE_COM_OFFICE_3S_SLAB | 121 | 0.25
HRE_OFF_WINDOWS_T4 | HRE_WALLS_AND_WINDOWS | RE_COM_OFFICE_3S_SLAB | 122 | 0.25
HRE_OFF_WINDOWS_T4 | HRE_WALLS_AND_WINDOWS | RE_COM_OFFICE_3S_SLAB | 123 | 0.25
HRE_OFF_WINDOWS_T4 | HRE_WALLS_AND_WINDOWS | RE_COM_OFFICE_3S_SLAB | 124 | 0.25
HRE_OFF_WINDOWS_T4 | HRE_WALLS_AND_WINDOWS | RE_COM_OFFICE_3S_SLAB | 125 | 0.25
HRE_OFF_WINDOWS_T4 | HRE_WALLS_AND_WINDOWS | RE_COM_OFFICE_3S_SLAB | 126 | 0.25
HRE_OFF_WINDOWS_T4 | HRE_WALLS_AND_WINDOWS | RE_COM_OFFICE_3S_SLAB | 127 | 0.25
HRE_OFF_WINDOWS_T4 | HRE_WALLS_AND_WINDOWS | RE_COM_OFFICE_3S_SLAB | 128 | 0.25
HRE_OFF_WINDOWS_T4 | HRE_WALLS_AND_WINDOWS | RE_COM_OFFICE_3S_SLAB | 129 | 0.25
HRE_OFF_WINDOWS_T4 | HRE_WALLS_AND_WINDOWS | RE_COM_OFFICE_3S_SLAB | 130 | 0.25
HRE_OFF_WINDOWS_T4 | HRE_WALLS_AND_WINDOWS | RE_COM_OFFICE_3S_SLAB | 131 | 0.25
HRE_OFF_WINDOWS_T4 | HRE_WALLS_AND_WINDOWS | RE_COM_OFFICE_3S_SLAB | 132 | 0.25
HRE_OFF_WINDOWS_T4 | HRE_WALLS_AND_WINDOWS | RE_COM_OFFICE_3S_SLAB | 133 | 0.25
HRE_OFF_WINDOWS_T4 | HRE_WALLS_AND_WINDOWS | RE_COM_OFFICE_3S_SLAB | 134 | 0.25
HRE_OFF_WINDOWS_T4 | HRE_WALLS_AND_WINDOWS | RE_COM_OFFICE_3S_SLAB | 135 | 0.25
HRE_OFF_WINDOWS_T4 | HRE_WALLS_AND_WINDOWS | RE_COM_OFFICE_3S_SLAB | 136 | 0.25
HRE_OFF_WINDOWS_T4 | HRE_WALLS_AND_WINDOWS | RE_COM_OFFICE_3S_SLAB | 137 | 0.25
HRE_OFF_WINDOWS_T4 | HRE_WALLS_AND_WINDOWS | RE_COM_OFFICE_3S_SLAB | 138 | 0.25
HRE_OFF_WINDOWS_T4 | HRE_WALLS_AND_WINDOWS | RE_COM_OFFICE_3S_SLAB | 139 | 0.25
HRE_OFF_WINDOWS_T4 | HRE_WALLS_AND_WINDOWS | RE_COM_OFFICE_3S_SLAB | 140 | 0.25
HRE_OFF_WINDOWS_T4 | HRE_WALLS_AND_WINDOWS | RE_COM_OFFICE_3S_SLAB | 141 | 0.25
HRE_OFF_WINDOWS_T4 | HRE_WALLS_AND_WINDOWS | RE_COM_OFFICE_3S_SLAB | 142 | 0.25
HRE_OFF_WINDOWS_T4 | HRE_WALLS_AND_WINDOWS | RE_COM_OFFICE_3S_SLAB | 143 | 0.25
HRE_OFF_WINDOWS_T4 | HRE_WALLS_AND_WINDOWS | RE_COM_OFFICE_3S_SLAB | 144 | 0.25
HRE_OFF_WINDOWS_T4 | HRE_WALLS_AND_WINDOWS | RE_COM_OFFICE_3S_SLAB | 145 | 0.25
HRE_OFF_WINDOWS_T4 | HRE_WALLS_AND_WINDOWS | RE_COM_OFFICE_3S_SLAB | 146 | 0.25
HRE_OFF_WINDOWS_T4 | HRE_WALLS_AND_WINDOWS | RE_COM_OFFICE_3S_SLAB | 147 | 0.25
HRE_OFF_WINDOWS_T4 | HRE_WALLS_AND_WINDOWS | RE_COM_OFFICE_3S_SLAB | 148 | 0.25
HRE_OFF_WINDOWS_T4 | HRE_WALLS_AND_WINDOWS | RE_COM_OFFICE_3S_SLAB | 149 | 0.25
HRE_OFF_WINDOWS_T4 | HRE_WALLS_AND_WINDOWS | RE_COM_OFFICE_3S_SLAB | 150 | 0.25
HRE_OFF_WINDOWS_T4 | HRE_WALLS_AND_WINDOWS | RE_COM_OFFICE_3S_SLAB | 151 | 0.25
HRE_OFF_WINDOWS_T4 | HRE_WALLS_AND_WINDOWS | RE_COM_OFFICE_3S_SLAB | 152 | 0.25
HRE_OFF_WINDOWS_T4 | HRE_WALLS_AND_WINDOWS | RE_COM_OFFICE_3S_SLAB | 153 | 0.25
HRE_OFF_WINDOWS_T4 | HRE_WALLS_AND_WINDOWS | RE_COM_OFFICE_3S_SLAB | 154 | 0.25
HRE_OFF_WINDOWS_T4 | HRE_WALLS_AND_WINDOWS | RE_COM_OFFICE_3S_SLAB | 155 | 0.25
HRE_OFF_WINDOWS_T4 | HRE_WALLS_AND_WINDOWS | RE_COM_OFFICE_3S_SLAB | 156 | 0.25
HRE_OFF_WINDOWS_T4 | HRE_WALLS_AND_WINDOWS | RE_COM_OFFICE_3S_SLAB | 157 | 0.25
HRE_OFF_WINDOWS_T4 | HRE_WALLS_AND_WINDOWS | RE_COM_OFFICE_3S_SLAB | 158 | 0.25
HRE_OFF_WINDOWS_T4 | HRE_WALLS_AND_WINDOWS | RE_COM_OFFICE_3S_SLAB | 159 | 0.25
HRE_OFF_WINDOWS_T4 | HRE_WALLS_AND_WINDOWS | RE_COM_OFFICE_3S_SLAB | 160 | 0.25
HRE_OFF_WINDOWS_T4 | HRE_WALLS_AND_WINDOWS | RE_COM_OFFICE_3S_SLAB | 161 | 0.25
HRE_OFF_WINDOWS_T4 | HRE_WALLS_AND_WINDOWS | RE_COM_OFFICE_3S_SLAB | 162 | 0.25
HRE_OFF_WINDOWS_T4 | HRE_WALLS_AND_WINDOWS | RE_COM_OFFICE_3S_SLAB | 163 | 0.25
HRE_OFF_WINDOWS_T4 | HRE_WALLS_AND_WINDOWS | RE_COM_OFFICE_3S_SLAB | 164 | 0.25
HRE_OFF_WINDOWS_T4 | HRE_WALLS_AND_WINDOWS | RE_COM_OFFICE_3S_SLAB | 165 | 0.25
HRE_OFF_WINDOWS_T4 | HRE_WALLS_AND_WINDOWS | RE_COM_OFFICE_3S_SLAB | 166 | 0.25
HRE_OFF_WINDOWS_T4 | HRE_WALLS_AND_WINDOWS | RE_COM_OFFICE_3S_SLAB | 167 | 0.25
HRE_OFF_WINDOWS_T4 | HRE_WALLS_AND_WINDOWS | RE_COM_OFFICE_3S_SLAB | 168 | 0.25
HRE_OFF_WINDOWS_T4 | HRE_WALLS_AND_WINDOWS | RE_COM_OFFICE_3S_SLAB | 169 | 0.25
HRE_OFF_WINDOWS_T4 | HRE_WALLS_AND_WINDOWS | RE_COM_OFFICE_3S_SLAB | 170 | 0.25
HRE_OFF_WINDOWS_T4 | HRE_WALLS_AND_WINDOWS | RE_COM_OFFICE_3S_SLAB | 171 | 0.25
HRE_OFF_WINDOWS_T4 | HRE_WALLS_AND_WINDOWS | RE_COM_OFFICE_3S_SLAB | 172 | 0.25
HRE_OFF_WINDOWS_T4 | HRE_WALLS_AND_WINDOWS | RE_COM_OFFICE_3S_SLAB | 173 | 0.25
HRE_OFF_WINDOWS_T4 | HRE_WALLS_AND_WINDOWS | RE_COM_OFFICE_3S_SLAB | 174 | 0.25
HRE_OFF_WINDOWS_T4 | HRE_WALLS_AND_WINDOWS | RE_COM_OFFICE_3S_SLAB | 175 | 0.25
HRE_OFF_WINDOWS_T4 | HRE_WALLS_AND_WINDOWS | RE_COM_OFFICE_3S_SLAB | 176 | 0.25
HRE_OFF_WINDOWS_T4 | HRE_WALLS_AND_WINDOWS | RE_COM_OFFICE_3S_SLAB | 177 | 0.25
HRE_OFF_WINDOWS_T4 | HRE_WALLS_AND_WINDOWS | RE_COM_OFFICE_3S_SLAB | 178 | 0.25
HRE_OFF_WINDOWS_T4 | HRE_WALLS_AND_WINDOWS | RE_COM_OFFICE_3S_SLAB | 179 | 0.25
HRE_OFF_WINDOWS_T4 | HRE_WALLS_AND_WINDOWS | RE_COM_OFFICE_3S_SLAB | 180 | 0.25
HRE_OFF_WINDOWS_T4 | HRE_WALLS_AND_WINDOWS | RE_COM_OFFICE_3S_SLAB | 181 | 0.25
HRE_OFF_WINDOWS_T4 | HRE_WALLS_AND_WINDOWS | RE_COM_OFFICE_3S_SLAB | 182 | 0.25
HRE_OFF_WINDOWS_T4 | HRE_WALLS_AND_WINDOWS | RE_COM_OFFICE_3S_SLAB | 183 | 0.25
HRE_OFF_WINDOWS_T4 | HRE_WALLS_AND_WINDOWS | RE_COM_OFFICE_3S_SLAB | 184 | 0.25
HRE_OFF_WINDOWS_T4 | HRE_WALLS_AND_WINDOWS | RE_COM_OFFICE_3S_SLAB | 185 | 0.25
HRE_OFF_WINDOWS_T4 | HRE_WALLS_AND_WINDOWS | RE_COM_OFFICE_3S_SLAB | 186 | 0.25
HRE_OFF_WINDOWS_T4 | HRE_WALLS_AND_WINDOWS | RE_COM_OFFICE_3S_SLAB | 187 | 0.25
HRE_OFF_WINDOWS_T4 | HRE_WALLS_AND_WINDOWS | RE_COM_OFFICE_3S_SLAB | 188 | 0.25
HRE_OFF_WINDOWS_T4 | HRE_WALLS_AND_WINDOWS | RE_COM_OFFICE_3S_SLAB | 189 | 0.25
HRE_OFF_WINDOWS_T4 | HRE_WALLS_AND_WINDOWS | RE_COM_OFFICE_3S_SLAB | 190 | 0.25
HRE_OFF_WINDOWS_T4 | HRE_WALLS_AND_WINDOWS | RE_COM_OFFICE_3S_SLAB | 191 | 0.25
HRE_OFF_WINDOWS_T4 | HRE_WALLS_AND_WINDOWS | RE_COM_OFFICE_3S_SLAB | 192 | 0.25
HRE_OFF_WINDOWS_T4 | HRE_WALLS_AND_WINDOWS | RE_COM_OFFICE_3S_SLAB | 193 | 0.25
HRE_OFF_WINDOWS_T4 | HRE_WALLS_AND_WINDOWS | RE_COM_OFFICE_3S_SLAB | 194 | 0.25
HRE_OFF_WINDOWS_T4 | HRE_WALLS_AND_WINDOWS | RE_COM_OFFICE_3S_SLAB | 195 | 0.25
HRE_OFF_WINDOWS_T4 | HRE_WALLS_AND_WINDOWS | RE_COM_OFFICE_3S_SLAB | 196 | 0.25
HRE_OFF_WINDOWS_T4 | HRE_WALLS_AND_WINDOWS | RE_COM_OFFICE_3S_SLAB | 197 | 0.25
HRE_OFF_WINDOWS_T4 | HRE_WALLS_AND_WINDOWS | RE_COM_OFFICE_3S_SLAB | 198 | 0.25
HRE_OFF_WINDOWS_T4 | HRE_WALLS_AND_WINDOWS | RE_COM_OFFICE_3S_SLAB | 199 | 0.25
HRE_OFF_WINDOWS_T4 | HRE_WALLS_AND_WINDOWS | RE_COM_OFFICE_3S_SLAB | 200 | 0.25
HRE_OFF_WINDOWS_T4 | HRE_WALLS_AND_WINDOWS | RE_COM_OFFICE_3S_SLAB | 201 | 0.25
HRE_OFF_WINDOWS_T4 | HRE_WALLS_AND_WINDOWS | RE_COM_OFFICE_3S_SLAB | 202 | 0.25
HRE_OFF_WINDOWS_T4 | HRE_WALLS_AND_WINDOWS | RE_COM_OFFICE_3S_SLAB | 203 | 0.25
HRE_OFF_WINDOWS_T4 | HRE_WALLS_AND_WINDOWS | RE_COM_OFFICE_3S_SLAB | 203.2 | 0.25

## failure_unit_shares
failure_unit_id | reference_building_id | reference_profile | share_of_structure_rcn
HRE_ROOF_COVER | RE_RES_SFD_1S_SLAB | re_house_1s_wood_slab | 0.0375
HRE_ROOF_COVER | RE_IND_WAREHOUSE | re_warehouse_1s_steel_slab | 0.12
HRE_ROOF_COVER | RE_COM_OFFICE_3S_SLAB | re_office_3s_slab | 0.027
HRE_WALLS_AND_WINDOWS | RE_RES_SFD_1S_SLAB | re_house_1s_wood_slab | 0.060689
HRE_WALLS_AND_WINDOWS | RE_IND_WAREHOUSE | re_warehouse_1s_steel_slab | 0.005673
HRE_WALLS_AND_WINDOWS | RE_COM_OFFICE_3S_SLAB | re_office_3s_slab | 0.053387

## component_fragility
reference_building_id | failure_unit_id | part_id | part_label | onset_in | full_in | exposure_fraction | part_value_fraction_of_structure_rcn | value_derivation | threshold_basis | threshold_tier | value_tier | source_ids
RE_RES_SFD_1S_SLAB | HRE_ROOF_COVER | ROOF_ASPHALT_SHINGLE_LAMINATED | Asphalt shingle roof cover (laminated, 10-year-old, not impact-rated), whole roof replaced | 1.25 | 2.0 | 1.0 | 0.0375 | Hazus one-storey residential roofing cost ratio 3% x repair-and-remodel factor 1.25 | Onset = Haag field threshold for laminated shingles (1.25 in); full = size at which every lab impact damaged 11-year-old laminated shingles (2.0 in) | T3_engineering_proxy_or_adjacent_empirical | T3_engineering_proxy_or_adjacent_empirical | HRE-S001;HRE-S013;HRE-S006;HRE-S007
RE_RES_SFD_1S_SLAB | HRE_WALLS_AND_WINDOWS | WALL_VINYL_SIDING | Vinyl siding on wood sheathing, cracked or holed panels replaced on the hail-facing elevations | 1.25 | 2.0 | 0.5 | 0.027689 | 1,602 ft2 of siding (1,620 ft2 rectangular wall - 243 ft2 windows + 225 ft2 gable ends) x $7/ft2 / $405,000 | Judgment: same band as the laminated shingles; no lab or field threshold for vinyl siding was found | T4_placeholder_or_expert_judgment | T4_placeholder_or_expert_judgment | HRE-S004;HRE-S007
RE_RES_SFD_1S_SLAB | HRE_WALLS_AND_WINDOWS | WINDOWS_RESIDENTIAL | Residential windows (15% of rectangular wall), broken glazing units replaced | 1.5 | 2.5 | 0.25 | 0.033 | 243 ft2 of windows x $55/ft2 of window / $405,000 | Judgment: glass breakage on vertical glazing starts near 1.5 in and is general by 2.5 in; no lab or field threshold for building windows was found | T4_placeholder_or_expert_judgment | T4_placeholder_or_expert_judgment | HRE-S004;HRE-S006;HRE-S007
RE_IND_WAREHOUSE | HRE_ROOF_COVER | ROOF_STANDING_SEAM_STEEL | Standing-seam steel roof panels (10-year-old), replaced when ruptured or seams opened; cosmetic denting excluded | 2.5 | 3.5 | 1.0 | 0.12 | Judgment: 100,347 ft2 of roof x about $13.15/ft2 = $1.32M / $11.0M (range 9-15%) | Onset = Haag threshold for rupturing steel panels in good to fair condition (2.5 in); full = judgment (3.5 in) | T3_engineering_proxy_or_adjacent_empirical | T4_placeholder_or_expert_judgment | HRE-S002;HRE-S003;HRE-S007
RE_IND_WAREHOUSE | HRE_WALLS_AND_WINDOWS | WINDOWS_COMMERCIAL | Commercial windows (2% of rectangular wall), broken glazing replaced; metal wall panels and overhead doors (dents) excluded | 1.5 | 2.5 | 0.25 | 0.005673 | 780 ft2 of windows (2% of 39,000 ft2) x $80/ft2 / $11,000,000 | Judgment: as for residential windows | T4_placeholder_or_expert_judgment | T4_placeholder_or_expert_judgment | HRE-S004;HRE-S007
RE_COM_OFFICE_3S_SLAB | HRE_ROOF_COVER | ROOF_TPO_MEMBRANE_AND_INSULATION | TPO single-ply membrane on insulated metal deck (10-year-old), membrane and insulation replaced | 1.0 | 2.0 | 1.0 | 0.027 | Hazus three-storey commercial roof covering 1.1% + insulation 0.7% x repair factor 1.25 x overhead and profit 1.20 | Haag threshold range for thermoplastic single-ply membranes (1 to 2 in), read as the 5%-95% band | T3_engineering_proxy_or_adjacent_empirical | T3_engineering_proxy_or_adjacent_empirical | HRE-S002;HRE-S004;HRE-S005;HRE-S006;HRE-S007
RE_COM_OFFICE_3S_SLAB | HRE_WALLS_AND_WINDOWS | WINDOWS_COMMERCIAL | Commercial windows (33% of rectangular wall), broken glazing replaced; masonry veneer excluded (hail-resistant) | 1.5 | 2.5 | 0.25 | 0.053387 | 7,207.2 ft2 of windows (33% of 21,840 ft2) x $80/ft2 / $10,800,000 | Judgment: as for residential windows | T4_placeholder_or_expert_judgment | T4_placeholder_or_expert_judgment | HRE-S004;HRE-S007

## sources
source_id | citation | url | accessed_on | exact_locator | source_type | source_role | pathway_ids | evidence_tier | target_asset_match | target_failure_unit_match | measured_or_modeled_endpoint | permitted_inference | prohibited_inference | decision | status | notes
HRE-S001 | Marshall, T. P., R. F. Herzog, S. J. Morrison and S. R. Smith (Haag Engineering Co.). Hail damage threshold sizes for common roofing materials. Preprints, 21st Conference on Severe Local Storms, American Meteorological Society, 2002, paper P3.2. | https://ams.confex.com/ams/pdfpapers/45858.pdf | 2026-10-18 | p. 2 Table 1 (terminal velocity and impact energy by diameter, after Greenfeld 1969) and text (freezer ice harder and denser than natural hail; perpendicular impacts = worst case); p. 3 §4 (panels: asphalt and cedar shingles weathered about 11 years; ten impacts per size) and §4a (damage = diminished water-shedding or reduced expected life; for shingles punctures, tears, mat fractures or granules displaced to expose the bitumen); p. 3 Table 2 (percent of impacts damaging: 30-yr laminated 11 yr 0/0/60/90/100 and 3-tab fiberglass 0/60/90/100/100 at 1/1.25/1.5/1.75/2.0 in); p. 4 Table 3 (field thresholds: 3-tab 1.00 in, laminated 1.25 in, built-up gravel 2.50 in) | conference paper (engineering laboratory and field survey) | curve_data_carrier;method_definition | hail_impact | T3_engineering_proxy_or_adjacent_empirical | direct | proxy | Hail size at which roofing material damage begins (lab percent of impacts damaging; field onset size) | Place the onset (field threshold) and the full-damage size (every lab impact damaging) of the laminated-shingle band; read the onset as the start of roof-cover replacement. | Read the lab percentages as a roof replacement probability or as a repair-cost ratio; transfer them to other roofing types. | adopt_with_limits | reviewed | Downloaded 2026-10-18 (252,841 bytes; sha256 d8f9c05160fdb2b77378a014fa57af1663a0b7382531755c733518d977d4df70). Read in full (4 pages).
HRE-S002 | Morrison, S. J. (Haag Engineering Co.). Holy hail! (part two: low-slope roof systems). Professional Roofing, National Roofing Contractors Association, June 2009. | https://professionalroofing.net/articles/article/1506 | 2026-10-18 | Figure 'Hail thresholds for low-slope roof coverings' (image https://proroofing.blob.core.windows.net/publicwebsitefiles/images/0609_41_3.jpg): thermoplastic single-ply membranes 1 to 2 in; EPDM 2 in; steel panels 2 1/2 in; smooth BUR 1 3/4 to 2 in; modified bitumen 1 1/2 to 2 in; text: thresholds assume hard hail, perpendicular impacts, average support, roofs in good or midlife condition; functional damage = reduced weather resistance or service life; stress plates and fastened insulation are the most sensitive areas | trade journal article by an engineering firm | curve_data_carrier;method_definition | hail_impact | T3_engineering_proxy_or_adjacent_empirical | direct | proxy | Smallest hail size that damages each low-slope roof covering (functional damage) | Use the thermoplastic single-ply range for the office TPO band and the steel-panel threshold as the onset for the warehouse roof. | Read the range as a probability interval stated by the source; apply the steel-panel threshold to cosmetic denting. | adopt_with_limits | reviewed | Article text read 2026-10-18; the threshold table is an image (700 x 332 px, sha256 4586c1609a0d013ef69ca1637d0c8be24bddc1855f20d887e53a0672c74bef07), values read from it. Image not committed.
HRE-S003 | Kestner, J. (Haag Engineering Co.) and K. J. Kennedy. Testing your mettle: what you need to know about court rulings on cosmetic hail damage to metal roofs. CLM Magazine, 21 July 2016. | https://www.theclm.org/Magazine/articles/testing-your-mettle/1223 | 2026-10-18 | Web article: Haag 2010 report 'Ice Ball Impact Testing of Roofing Materials' — the typical hail size needed to rupture metal panels in good to fair condition is at least 2.5 in (perpendicular freezer ice balls at free-fall speed); dents on seam tops are not a rupture or open seam; insurers write cosmetic-damage exclusions | trade magazine article by an engineering firm and counsel | method_definition;independent_verification | hail_impact | T3_engineering_proxy_or_adjacent_empirical | direct | proxy | Hail size needed to rupture metal roof panels; cosmetic versus functional damage | Confirm the 2.5 in onset of functional (water-shedding) damage to standing-seam steel and the exclusion of cosmetic denting. | Read 2.5 in as the size at which every panel fails; read denting as functional damage. | adopt_with_limits | reviewed | Web page read 2026-10-18 (no file kept). The underlying Haag 2010 report was not obtained.
HRE-S004 | Olson, E. (Simpson Gumpertz & Heger). Understanding hail damage risks for roofing and wall systems. SGH topic brief, 1 June 2026. | https://www.sgh.com/insight/understanding-hail-damage-risks-for-roofing-and-wall-systems/ | 2026-10-18 | Web page: asphalt shingles granule loss can begin above about 1 in; single-ply membranes damaged at 1.5 in or more; metal roofing cosmetic damage at 1.5 in or more; built-up and concrete tile from 2 in; FM 4473 moderate < 1.75 in, severe 1.75-2 in, very severe > 2 in; UL 2218 Class 4 = 2 in hailstone energy; no industry hail rating for wall coverings; glazing described as susceptible (no size) | engineering firm technical brief | independent_verification | hail_impact | T3_engineering_proxy_or_adjacent_empirical | direct | proxy | Indicative onset sizes by roof type; absence of wall and glazing thresholds | Cross-check the TPO and metal bands; document that walls and windows have no public threshold (T4 judgment). | Use the brief's sizes as measured thresholds for walls or windows (none are given). | adopt_with_limits | reviewed | Web page read 2026-10-18 (no file kept).
HRE-S005 | Bhawalkar, S., L. Yang and T. Taylor. Ice ball impact resistance of heat-aged TPO roofing membranes. IIBEC Interface, January 2017. | https://iibec.org/publication-post/ice-ball-impact-resistance-of-heat-aged-tpo-roofing-membranes/ | 2026-10-18 | Web article: 2 in freezer ice balls at FM Class 4 energy (23.75-26.13 ft-lbf); fully adhered 60-mil TPO on HD polyiso cover board over 2 in polyiso; heat-aged up to 30-year equivalence; membrane not punctured unless impact over a fastener; cover board and insulation facers cracked at 20-year equivalence after three impacts; ice-ball results rank materials, correlation to hail not established | professional journal article (laboratory test) | independent_verification | hail_impact | T3_engineering_proxy_or_adjacent_empirical | proxy | proxy | Ice-ball impact resistance of aged TPO assemblies | Support the low TPO case (adhered membrane on a cover board survives 2 in ice balls). | Assume the reference office has an adhered membrane on a cover board (attachment not stated in the profile). | adopt_with_limits | reviewed | Web page read 2026-10-18; the PDF could not be downloaded (redirect loop).
HRE-S006 | FEMA. Hazus 7.0 Hurricane Model Technical Manual (June 2025). | https://www.fema.gov/sites/default/files/documents/fema_rsl_hazus-7-hutm_06272025_0.pdf | 2026-10-18 | §8.1.2.2 Table 8-5 p. 8-5 (one-storey residential subassembly cost ratios: roofing 3%); Table 8-7 p. 8-6 (roofing $1.79 of $59.88/ft2); §8.1.3 pp. 8-7 to 8-8 (asphalt roof covering replaced above a 0.5% damage state; repair-and-remodel factor 1.25; explicit window cost functions); §8.1.7.1.1 Eq. 8-10 p. 8-21 (story adjustment for roofing); Table 8-11 pp. 8-23 to 8-24 (three-storey motel: roof covering 1.1%, insulation 0.7%, roofing 2.1%, windows and glazed walls 1.8%); §8.1.7.2 p. 8-25 (commercial loss: repair factor 1.25, overhead and profit 1.20) | government technical manual | value_basis | hail_impact | T2_public_lab_standard_or_physics | proxy | direct | Subassembly cost ratios of building replacement cost; repair cost factors | Take the roof-cover share of replacement cost for the house (residential table) and the office (three-storey commercial example) with Hazus's own repair factors. | Read the Hazus hurricane damage functions as hail evidence (Hazus has no hail model); apply the motel example to the warehouse. | adopt_with_limits | reviewed | JL's local copy ~/Downloads/fema_rsl_hazus-7-hutm_06272025_0.pdf (32,374,860 bytes; sha256 7a1e3189db4b38c79f7bd77a7b77de99846d518e71ae403eb5aafcccac8a444e), the same file as the hurricane real-estate cell. Pages 8-5 to 8-8 and 8-19 to 8-24 read.
HRE-S007 | Hazard reference profiles r1: aamani-ai/Hazard_Modeling commit 8b0d61c88fbcf85daa1c098516cee22398cdb524, docs/plans/_cross_cutting/real_estate_conus/reference_candidates.yml (git blob a74fb72b0a2edce593b5505e0fd8852f4c0253f8), with failure_mechanism_guide.md and the handoff note in the same folder. | https://github.com/aamani-ai/Hazard_Modeling/blob/8b0d61c88fbcf85daa1c098516cee22398cdb524/docs/plans/_cross_cutting/real_estate_conus/reference_candidates.yml | 2026-10-18 | profiles[].physical: roof_cover (asphalt_shingle_on_wood_sheathing; standing_seam_metal; single_ply_TPO_membrane_on_insulated_metal_deck), roof_cover_age_years 10, roof_surface_area_ft2 (2,218.18; 100,346.62; 18,003.91), length/width/heights, window_to_rectangular_wall_area_ratio (0.15; 0.02; 0.33), wall_system, fixed_service_locations; profiles[].valuation.replacement_cost_new_usd (405,000; 11,000,000; 10,800,000); failure_mechanism_guide.md hail row (separate cosmetic denting from loss of function; no Solar-panel response transfer) | internal design reference | selector_archetype;value_basis | hail_impact | T4_placeholder_or_expert_judgment | direct | direct | Declared reference building design and screening replacement budget | Bind the records to the three profiles; compute roof, wall and window areas; use the budget only as the denominator of judgment cost shares. | Treat the budgets as qualified runtime values or the designs as observed buildings. | adopt | reviewed | Read with git show from the local Hazard checkout (read-only).
HRE-S008 | Hazard hail pipeline on aamani-ai/Hazard_Modeling main (commit 20de3770b039d709b6867578dcb6d0672c2c7234): perils/hail/src/hail/m1/magnitude.py (blob 515d824b), perils/hail/src/hail/solar/native_response.py (blob 64f134cd), perils/hail/src/hail/config.py (blob 879c8467), docs/hazards/hail/implementation/solar/conus_grid/version_1_3/m3.md (blob 96c0f52a). | https://github.com/aamani-ai/Hazard_Modeling/tree/20de3770b039d709b6867578dcb6d0672c2c7234/perils/hail | 2026-10-18 | config.py: THRESHOLD_MM = 25.4 on MRMS MESH_Max_1440min; magnitude.py: mesh75_magnitude = 15.096 x ((raw / 2.54)^2)^0.206, capped at 203.2 mm; native_response.py and m3.md §2: damage per native pixel = 1[raw MESH >= 25.4] x d(MESH75), then area-weighted; hail_solar curve axis mesh_diameter_mm | internal production code and method documentation | axis_bridge | hail_impact | T4_placeholder_or_expert_judgment | direct | direct | The hail-size field and transform Hazard passes to Damage | Adopt mesh_diameter_mm as the axis, as delivered; record that the smallest nonzero value Hazard sends is MESH75(25.4 mm) = 38.98 mm. | Convert MESH75 back to raw MESH or to a hailstone count in Damage. | adopt | reviewed | Read with git show; the blobs are identical at main 08748ae5 and 20de3770. The local checkout (pipelines/hail) was not modified.
HRE-S009 | Schmid, T., R. Portmann, L. Villiger, K. Schröer and D. N. Bresch. An open-source radar-based hail damage model for buildings and cars. Natural Hazards and Earth System Sciences 24, 847-872, 2024. doi:10.5194/nhess-24-847-2024 | https://nhess.copernicus.org/articles/24/847/2024/nhess-24-847-2024.pdf | 2026-10-18 | pp. 853-856 §4 and §4.1 (PAA and MDR per MESHS level; smooth-empirical building MDR 0.05% at 60 mm, bootstrap 90% CI 0.02-0.09%; PAA 5%); Table 2 p. 856 (buildings, MESHS: PAA Vthresh 8.6, Vhalf 66.9, scale 0.118; MDR Vthresh 20, Vhalf 73.9, scale 1.47e-3); p. 855 (sharp MDR rise above 50 mm from roof-penetrating damage) | peer-reviewed journal article (CC BY 4.0) | independent_verification | hail_impact | T3_engineering_proxy_or_adjacent_empirical | proxy | proxy | Mean damage ratio of insured Swiss buildings per 1 km radar MESHS level | Order-of-magnitude comparison only (D-HRE-01). | Use as a US building curve; compare its portfolio-average MDR (includes unhit buildings) with a conditional at-building curve without saying so. | context_only | reviewed | Downloaded 2026-10-18 (12,013,516 bytes; sha256 91622b92324990ebf6ea666c5decdb0b192e155c4faa817a067625e27f164232). §4 read.
HRE-S010 | Meisenzahl, B., I. Giammanco and F. Hedayati (IBHS). Sub-severe hail: the missing piece in assessing asphalt shingle risk in North America. Frontiers in Materials 12:1603074, 2025. doi:10.3389/fmats.2025.1603074 | https://public-pages-files-2025.frontiersin.org/journals/materials/articles/10.3389/fmats.2025.1603074/pdf | 2026-10-18 | Abstract and §1 p. 1 (asphalt shingles about 80% of US residential roof coverings; repeated sub-severe hail lowers the shingles' resistance to later large hail and speeds aging) | peer-reviewed journal article (CC BY 4.0) | limitation | hail_impact | T3_engineering_proxy_or_adjacent_empirical | direct | direct | Effect of repeated small hail on asphalt shingle resistance | Record that the per-event curve does not carry cumulative damage from repeated small hail; asphalt shingles are the common US roof. | Add a cumulative-damage term (no quantitative basis here). | context_only | reviewed | Downloaded 2026-10-18 (sha256 3ed1e149e50f93fc26f14b495b5948af4b3e215b885cd5391b4663b7456c99ef). Abstract and introduction read.
HRE-S011 | Ezold, R. (Vertex). HVAC condenser coil hail damage — repair or replace? Vertex web article, 22 May 2018, citing ASME IMECE2007-41518 'Hail effects on air conditioner performance'. | https://vertexeng.com/insights/hvac-condenser-coil-hail-damage-repair-or-replace/ | 2026-10-18 | Web article: coils with 41% of fin area flattened had little or no capacity loss (SEER -2 to -5%); 100% flattened lost 23-27% of capacity; combing restored units to within 1-4% of undented capacity | engineering firm article citing a conference paper | limitation | hail_impact | T3_engineering_proxy_or_adjacent_empirical | direct | proxy | Performance effect of hail-flattened condenser fins | Support withholding the exposed-equipment unit: fin denting is mostly cosmetic or comb-repairable; functional damage needs evidence not found. | Read as a hail-size threshold or a repair-cost ratio; read as evidence of zero damage. | context_only | reviewed | Web page read 2026-10-18 (no file kept). The IMECE paper itself was not obtained.
HRE-S012 | FEMA National Risk Index (December 2025 release), hail building expected annual loss (hail_ealb) and building exposure (hail_expb), as the Hazard team's CONUS 0.25° extract. | gs://infrasure-benchmark/hazard_conus_grid/dev/reference/nri/nri_dec2025/raw/run_id=20260706T184931Z_nri_reference/nri_raw_conus.parquet | 2026-10-18 | Columns cell_id, hail_ealb, hail_expb for 13,085 CONUS cells | federal risk index (derived from reported losses) | independent_verification | hail_impact | T3_engineering_proxy_or_adjacent_empirical | proxy | proxy | Expected yearly hail loss to all buildings in an area, from historical loss records | Order-of-magnitude and ranking check of yearly building loss (dossier §13). | Calibrate the curves to NRI; read NRI as the reference buildings' loss. | context_only | reviewed | Local copy sha256 bc4f8dff7ab9c465677d7a8b94f2fe3038ff03da4632d7b044bcff2afcb3d82b (the same file as the convective real-estate NRI check).
HRE-S013 | Smith, D. L. Asphalt composition shingle damage — hail or manufacturing defect? IIBEC Interface, February 2013. | https://iibec.org/publication-post/2013-02-smith/ | 2026-10-18 | Web page, Table 1 'Hail thresholds for steep-sloped roof coverings': three-tab lightweight shingles 1 in; laminated heavyweight shingles 1 1/4 in; based on lab testing with simulated hail and field inspections; dense hail, perpendicular impacts, roofs in good condition; for shingles, puncture or fracture is functional damage, granule loss alone is not | professional journal article | independent_verification | hail_impact | T3_engineering_proxy_or_adjacent_empirical | direct | proxy | Threshold hail size for steep-slope roof coverings | Corroborate the laminated (1.25 in) and three-tab (1.0 in) onsets. | Read the threshold as the size at which the whole roof is replaced. | adopt_with_limits | reviewed | Web page read 2026-10-18 (no file kept).
HRE-S014 | Damage_Modeling hail_wind proposal, legacy evidence audit: docs/cells/hail_wind/proposed/LEGACY_EVIDENCE_INGESTION_hail_wind__model_v0_1__docs_r1.md and NUMERICAL_CANDIDATE_AUDIT_hail_wind__model_v0_1__docs_r1.md (main 81d5309). | docs/cells/hail_wind/proposed/LEGACY_EVIDENCE_INGESTION_hail_wind__model_v0_1__docs_r1.md | 2026-10-18 | 'Rejected alleged wind-turbine hail curve': the legacy array comes from the deprecated Real Estate_Hail record (Schmid-derived), a 0-4 cm grid relabelled as inches, plateau about 5.78% extended beyond the grid; decision REJECT_RUNTIME_RETAIN_AUDIT, parameter and shape reuse prohibited | repository audit | legacy_audit | hail_impact | T4_placeholder_or_expert_judgment | direct | proxy | Status of the legacy real-estate hail array | Record that no legacy real-estate hail array is used; negative regression only. | Reuse the legacy array or its shape. | reject | reviewed | In-repository document.
HRE-S015 | Hazard generic damage loader: aamani-ai/Hazard_Modeling main drivers/deep/src/deep/damage_loader.py (blob 4bdadaa1cae5d7c42935a09994145650db75a95d). | https://github.com/aamani-ai/Hazard_Modeling/blob/20de3770b039d709b6867578dcb6d0672c2c7234/drivers/deep/src/deep/damage_loader.py | 2026-10-18 | evaluate_v3_damage_call (selector and conditioner validation; failure_unit_coverage withheld; selector_match routing; piecewise_linear evaluation; ABOVE_SOURCE_VALID_RANGE and AXIS_OUTSIDE_VALID_RANGE) | internal production code | consumer_contract | hail_impact | T4_placeholder_or_expert_judgment | direct | direct | How Hazard evaluates a bundle-v3 record | Run every known-answer request through a copy (validation report §4). | Change Hazard code from this cell. | adopt | reviewed | Copied with git show into a scratch folder; not modified.

## claims
claim_id | pathway_id | claim_text | claim_type | source_ids | exact_locator | evidence_tier | parameter_or_rule | adoption_status | permitted_inference | prohibited_inference | reasoning | update_trigger
HRE-C001 | hail_impact | Field surveys put the onset of hail damage at 1.00 in for three-tab asphalt shingles and 1.25 in for laminated shingles (all ages). | direct_observation | HRE-S001;HRE-S013 | S001 p. 4 Table 3; S013 Table 1 | T3_engineering_proxy_or_adjacent_empirical | house roof onset | adopt | Onset (5%) of the laminated-shingle band at 1.25 in; three-tab 1.0 in as the high case. | Read the onset as the size at which every roof is replaced. | Two Haag-linked tables agree; based on hundreds of inspected roofs and decades of tests. | A US claims study by roof type and hail size.
HRE-C002 | hail_impact | Freezer ice stones at free-fall speed, perpendicular impacts: 11-year-old laminated shingles were damaged by 0/0/60/90/100% of impacts at 1/1.25/1.5/1.75/2.0 in; 11-year-old three-tab fiberglass shingles by 0/60/90/100/100%. | direct_observation | HRE-S001 | p. 3 Table 2; p. 2 (test ice harder than natural hail; perpendicular = worst case) | T3_engineering_proxy_or_adjacent_empirical | house roof full-damage size | adopt_with_limits | Full-damage (95%) size of the laminated band at 2.0 in; the reference roof (10 years) matches the 11-year test age. | Read the impact percentages as roof replacement probabilities. | Lab impacts are a worst case (hard ice, square-on), so the band sits at or above the lab points: the curve gives 36% at 1.5 in where 60% of lab impacts damaged. | Natural-hail or age-specific test data.
HRE-C003 | hail_impact | Roofing damage means a diminished water-shedding capability or a reduced expected life (shingle punctures, tears, mat fractures, granules displaced to expose the bitumen); granule loss alone is not functional damage. | definition | HRE-S001;HRE-S002;HRE-S013 | S001 p. 3 §4a; S002 text; S013 text | T3_engineering_proxy_or_adjacent_empirical | damage definition | adopt | Count only functional (physical) damage that requires repair. | Count cosmetic marks or denting as damage. | Matches the real-damage-only choice (D-HRE-05) and the reviewer's request to separate cosmetic denting. | —
HRE-C004 | hail_impact | Smallest hail sizes that damage low-slope coverings: thermoplastic single-ply membranes 1 to 2 in; EPDM 2 in; steel panels 2 1/2 in (hard hail, perpendicular impacts, average support, good or midlife roofs). | direct_observation | HRE-S002 | Figure 'Hail thresholds for low-slope roof coverings' | T3_engineering_proxy_or_adjacent_empirical | office roof band; warehouse roof onset | adopt_with_limits | Office TPO band 1.0-2.0 in read as 5%-95%; warehouse onset 2.5 in. | Read the range as a stated probability interval. | The range reflects membrane thickness, age and support; it is the only public TPO threshold found. | A TPO hail test series by age and attachment.
HRE-C005 | hail_impact | Metal panels in good to fair condition need hail of at least 2.5 in to rupture; dents on seam tops are not an open seam; insurers write cosmetic-damage exclusions. | direct_observation | HRE-S003;HRE-S004 | S003 web article; S004 web page (metal cosmetic damage from 1.5 in) | T3_engineering_proxy_or_adjacent_empirical | warehouse roof onset; cosmetic exclusion | adopt_with_limits | Warehouse functional onset 2.5 in; cosmetic denting from 1.5 in only as the alternative case. | Treat 2.5 in as the size at which every panel ruptures. | Two engineering sources agree; no source gives the upper end, so full damage at 3.5 in is judgment (HRE-C021). | Haag 2010 report or a metal-panel hail test with sizes above 2.5 in.
HRE-C006 | hail_impact | Single-ply membranes can be damaged by hail of 1.5 in or more; walls have no industry hail rating; glazing is susceptible (no size given). | direct_observation | HRE-S004 | web page | T3_engineering_proxy_or_adjacent_empirical | cross-check; wall and window evidence gap | adopt_with_limits | Cross-check the TPO band; record that wall and window thresholds are judgment. | Use the brief as a measured window or siding threshold. | Independent engineering firm; consistent with HRE-C004. | —
HRE-C007 | hail_impact | Aged (up to 20-30-year equivalence) fully adhered 60-mil TPO on a high-density polyiso cover board was not punctured by 2 in ice balls unless struck over a fastener; cover boards cracked at 20-year equivalence after three impacts. | direct_observation | HRE-S005 | web article | T3_engineering_proxy_or_adjacent_empirical | office low case | adopt_with_limits | Low case for the office: membrane band 1.5-2.0 in. | Assume the reference office is adhered on a cover board (attachment unstated). | A robust assembly sits at the top of the Haag range; the profile does not state attachment or cover board. | Hazard states the TPO attachment and cover board.
HRE-C008 | hail_impact | Hazus default one-storey residential subassembly cost ratios: roofing 3% of building cost; repair work costs 1.25 times new work (repair-and-remodel factor). | direct_observation | HRE-S006 | Table 8-5 p. 8-5; §8.1.3 p. 8-8 | T2_public_lab_standard_or_physics | house roof share | adopt_with_limits | House roof cover share = 3% x 1.25 = 3.75% of structure replacement cost new. | Read the Hazus economy-house ratio as exact for the reference house. | FEMA's published ratio; implies about $685 per 100 ft2 roofing square on the $405,000 house, a realistic 2025 replacement price. The Hazus house has a 4:12 roof of 14 squares; the reference house has 22.2 squares (not rescaled). | A published US cost model by component.
HRE-C009 | hail_impact | Hazus replaces the whole asphalt roof covering once more than 0.5% of it is damaged. | direct_observation | HRE-S006 | §8.1.3 p. 8-7 | T2_public_lab_standard_or_physics | roof replacement rule | adopt_with_limits | A damaged roof is replaced whole (the curve's y-axis is the chance of whole-cover replacement). | Apply the hurricane damage state to hail. | Hail spreads hits over the whole roof; FEMA's costing replaces the whole cover at a low damaged share. | —
HRE-C010 | hail_impact | Hazus three-storey motel cost ratios: roof covering 1.1%, roof insulation 0.7% (roofing 2.1%); commercial repair factor 1.25 and overhead and profit 1.20. | direct_observation | HRE-S006 | Table 8-11 pp. 8-23 to 8-24; §8.1.7.2 p. 8-25 | T2_public_lab_standard_or_physics | office roof share | adopt_with_limits | Office roof share = (1.1% + 0.7%) x 1.25 x 1.20 = 2.7%: hail-holed TPO lets water into the insulation, which is replaced with it. | Read the motel as an office. | Same storey count; implies about $16.20/ft2 of roof, realistic for tear-off and new insulation and membrane. Membrane only (1.65%) is the low case. | A published office cost breakdown.
HRE-C011 | hail_impact | Hazus adjusts commercial roofing cost ratios by storey count: R' = R(1 - 2.2(Nm/N - 1)) for fewer storeys. | direct_observation | HRE-S006 | Eq. 8-10 p. 8-21 | T2_public_lab_standard_or_physics | warehouse cross-check | context_only | A one-storey motel would carry roofing 2.1% x 2.47 = 5.2% (x 1.5 factors = 7.8%): a floor for the warehouse, whose interiors cost far less than a motel's. | Use the motel-derived ratio as the warehouse value. | No Hazus warehouse breakdown exists; the warehouse share is judgment (HRE-C022). | A published warehouse cost breakdown.
HRE-C012 | hail_impact | Reference designs: house asphalt shingles on wood sheathing, 6:12 gable, roof 2,218.18 ft2, vinyl siding, windows 15%; warehouse standing-seam metal, 1:12, roof 100,346.62 ft2, insulated metal walls, windows 2%, eight overhead doors; office TPO on insulated metal deck, roof 18,003.91 ft2, masonry veneer, windows 33%, six rooftop units; roof covers 10 years old; budgets $405,000, $11.0M, $10.8M. | direct_observation | HRE-S007 | reference_candidates.yml profiles[] | T4_placeholder_or_expert_judgment | selectors; geometry; denominators | adopt | Bind records and compute areas. | Treat as observed buildings. | Declared designs (owner-delegated). | Hazard revises the profiles.
HRE-C013 | hail_impact | Hazard sends mesh_diameter_mm = MESH75 = 15.096 x ((raw/2.54)^2)^0.206 (capped at 203.2 mm) for native pixels with raw MRMS MESH >= 25.4 mm and zero damage elsewhere; MESH75 at raw 25.4 mm is 38.98 mm. | direct_observation | HRE-S008 | magnitude.py mesh75_magnitude; native_response.py; m3.md §2 | T4_placeholder_or_expert_judgment | axis | adopt | Axis = mesh_diameter_mm as delivered; Damage reads it as the largest hailstone diameter at the building. | Undo MESH75 in Damage; evaluate a cell maximum. | MESH75 is a radar estimate of the 75th percentile of reported maximum hail; the roof thresholds are stated in maximum stone size. | Hazard changes the transform or adds a ground-truth bridge.
HRE-C014 | hail_impact | Swiss insured buildings: mean damage ratio 0.05% (CI 0.02-0.09%) of building value at 60 mm MESHS, with 5% of buildings claiming. | direct_observation | HRE-S009 | §4.1 pp. 854-855; Table 2 p. 856 | T3_engineering_proxy_or_adjacent_empirical | cross-check | context_only | A portfolio average over all buildings in a 1 km pixel, including unhit ones; about 1% per claiming building. | Use as the reference buildings' conditional damage. | Different stock (tile roofs, blinds), country, value basis and radar product (D-HRE-01). | A US radar-to-claims study.
HRE-C015 | hail_impact | Asphalt shingles cover about 80% of US homes; repeated sub-severe hail lowers shingle resistance to later large hail. | direct_observation | HRE-S010 | abstract; §1 | T3_engineering_proxy_or_adjacent_empirical | limitation | context_only | The house roof type is the common case; the per-event curve omits cumulative damage. | Add a cumulative term. | No quantitative basis for a per-event adjustment. | A quantified cumulative-damage model.
HRE-C016 | hail_impact | Flattening 41% of condenser fins barely changes capacity; combing restores units to within 1-4% of undented capacity. | direct_observation | HRE-S011 | web article citing IMECE2007-41518 | T3_engineering_proxy_or_adjacent_empirical | exposed equipment withheld | adopt_with_limits | Withhold the exposed-equipment unit (AC condenser, rooftop units): fin denting is mostly cosmetic or comb-repairable; functional damage evidence not found. | Report equipment damage as zero. | Mechanism exists at very large hail (punctured coils), but no size or cost evidence was found. | Equipment hail damage evidence by size.
HRE-C017 | hail_impact | NRI hail building expected annual loss rate (hail_ealb / hail_expb) on Hazard's grid: median 1.4e-5 per year, 95th percentile 2.1e-4, maximum 2.8e-3. | derived_check | HRE-S012 | NRI parquet | T3_engineering_proxy_or_adjacent_empirical | check | context_only | Order-of-magnitude and ranking check. | Calibrate to NRI. | NRI is built from reported loss records, which miss much of the insured hail loss. | —
HRE-C018 | hail_impact | The legacy Real Estate_Hail array (Schmid-derived, centimetre grid relabelled as inches, plateau about 5.78%) is rejected for runtime use. | audit | HRE-S014 | LEGACY_EVIDENCE_INGESTION_hail_wind §'Rejected alleged wind-turbine hail curve' | T4_placeholder_or_expert_judgment | legacy | reject | No legacy array used. | Reuse its numbers or shape. | Repository audit already rejected it. | —
HRE-C019 | hail_impact | Hazus has no hail model, and no published US building hail vulnerability curve was found. | search_result | HRE-S006;HRE-S009 | search log in dossier §4 | T4_placeholder_or_expert_judgment | evidence gap | adopt | Build roof-cover curves from material thresholds and cost shares (D-HRE-01). | Claim a calibrated building curve. | Bounded search of FEMA, IBHS, AMS, NHESS, IIBEC and trade sources. | A published US building hail vulnerability study.
HRE-C020 | hail_impact | Each part's onset and full-damage sizes are read as the 5th and 95th percentiles of the size that makes it need replacing (lognormal), as the convective real-estate cell reads EF bounds. | modeling_choice | HRE-S001;HRE-S002 | derive script | T4_placeholder_or_expert_judgment | band reading | adopt | beta = ln(full/onset) / 3.29. | Claim the sources state percentiles. | Reading as 68% or 95% moves the house roof at 1.5 in between 33% and 41% (central 36%). | A source states the spread.
HRE-C021 | hail_impact | The standing-seam roof is fully failed by 3.5 in (95%). | modeling_choice | HRE-S003 | — | T4_placeholder_or_expert_judgment | warehouse full-damage size | adopt | Upper end of the warehouse band. | Claim a source. | No source gives sizes above the 2.5 in onset; 3.0 and 4.0 in are the high and low cases. | Metal-panel tests above 2.5 in.
HRE-C022 | hail_impact | The warehouse roof panels are 12% of the warehouse's replacement cost (range 9-15%). | modeling_choice | HRE-S007;HRE-S006 | — | T4_placeholder_or_expert_judgment | warehouse roof share | adopt | 12% central; 9% and 15% in SENSITIVITY. | Claim a published value. | 100,347 ft2 x about $13.15/ft2 = $1.32M of $11.0M; between the $10/ft2 and $16/ft2 implied by the Hazus office shares; above the Hazus one-storey motel floor (HRE-C011). | A published metal-roof replacement rate (e.g. a cost book).
HRE-C023 | hail_impact | Walls and windows (T4): vinyl siding band 1.25-2.0 in, half of it on hail-facing elevations; window glass band 1.5-2.5 in, a quarter of panes reached; costs $7/ft2 siding, $55/ft2 residential and $80/ft2 commercial window. | modeling_choice | HRE-S004;HRE-S007 | COMPONENT_FRAGILITY_TABLE | T4_placeholder_or_expert_judgment | walls and windows unit | adopt | A separate screening unit Hazard must acknowledge. | Claim source support for the sizes, shares or costs. | No public threshold for siding or building glass (HRE-C006); hail strikes walls obliquely and from one direction. | Any wall or window hail study.
HRE-C024 | hail_impact | Cosmetic denting (metal roof, metal wall panels, overhead doors, gutters) and fin denting are not physical loss of function and are outside the y-axis. | modeling_choice | HRE-S003;HRE-S007;HRE-S011 | failure_mechanism_guide.md hail row | T4_placeholder_or_expert_judgment | scope | adopt | Exclude from all curves; cosmetic metal roof denting is the alternative case only. | Report the excluded items as zero-damage evidence. | JL decision D-HRE-05; reviewer guide asks to separate cosmetic denting from loss of function. | Consumer wants policy-style (cosmetic) loss.

## parameter_tiers
parameter | pathway_id | curve_id | value | param_role | tier | source_ids | reasoning | status | update_trigger
axis_definition | hail_impact | all | mesh_diameter_mm: Hazard's MESH75 hail diameter, mm, read as the largest hailstone at the building | axis_bridge | T4_placeholder_or_expert_judgment | HRE-S008 | Hazard's field (HRE-C013); radar estimate, not a measured stone. | proposed | Hazard changes the transform.
valid_range | hail_impact | all | 0 to 203.2 mm; above withholds; negative rejected | range | T2_public_lab_standard_or_physics | HRE-S008 | Hazard's physical cap 203.2 mm. | proposed | Hazard changes the cap.
band_reading | hail_impact | all | onset = 5%, full = 95% (lognormal) | curve_form | T4_placeholder_or_expert_judgment | HRE-S001;HRE-S002 | HRE-C020. | proposed | A source states the spread.
house_roof_band | hail_impact | HRE_RES_ROOF_ASPHALT_SHINGLE_LAMINATED | 1.25-2.0 in (31.75-50.8 mm) | threshold | T3_engineering_proxy_or_adjacent_empirical | HRE-S001;HRE-S013 | HRE-C001, C002. | proposed | Claims study by roof type.
house_roof_share | hail_impact | HRE_RES_ROOF_ASPHALT_SHINGLE_LAMINATED | 0.0375 of structure RCN | value_share | T3_engineering_proxy_or_adjacent_empirical | HRE-S006 | HRE-C008. | proposed | Cost model.
warehouse_roof_band | hail_impact | HRE_IND_ROOF_STANDING_SEAM_STEEL | 2.5-3.5 in (63.5-88.9 mm) | threshold | T3_engineering_proxy_or_adjacent_empirical | HRE-S002;HRE-S003 | Onset T3 (HRE-C005); full T4 (HRE-C021). | proposed | Metal panel tests above 2.5 in.
warehouse_roof_share | hail_impact | HRE_IND_ROOF_STANDING_SEAM_STEEL | 0.12 of structure RCN (9-15%) | value_share | T4_placeholder_or_expert_judgment | HRE-S006;HRE-S007 | HRE-C022. | proposed | Metal roof cost source.
office_roof_band | hail_impact | HRE_OFF_ROOF_TPO_MEMBRANE_AND_INSULATION | 1.0-2.0 in (25.4-50.8 mm) | threshold | T3_engineering_proxy_or_adjacent_empirical | HRE-S002;HRE-S004;HRE-S005 | HRE-C004, C006, C007. | proposed | TPO test series by attachment.
office_roof_share | hail_impact | HRE_OFF_ROOF_TPO_MEMBRANE_AND_INSULATION | 0.027 of structure RCN | value_share | T3_engineering_proxy_or_adjacent_empirical | HRE-S006 | HRE-C010. | proposed | Office cost breakdown.
siding_band_and_exposure | hail_impact | HRE_RES_WALLS_WINDOWS_T4 | 1.25-2.0 in; hail-facing share 0.5 | threshold | T4_placeholder_or_expert_judgment | HRE-S004 | HRE-C023. | proposed | Siding hail study.
window_band_and_exposure | hail_impact | HRE_*_WALLS_WINDOWS_T4;HRE_*_WINDOWS_T4 | 1.5-2.5 in; panes reached 0.25 | threshold | T4_placeholder_or_expert_judgment | HRE-S004 | HRE-C023. | proposed | Glazing hail study.
wall_window_costs | hail_impact | HRE_*_WALLS_WINDOWS_T4;HRE_*_WINDOWS_T4 | $7/ft2 siding; $55/ft2 residential window; $80/ft2 commercial window | value_share | T4_placeholder_or_expert_judgment | HRE-S007 | HRE-C023; areas from the profiles. | proposed | Cost source.
exposed_equipment | hail_impact | none | withheld (not zero) | scope | T4_placeholder_or_expert_judgment | HRE-S011 | HRE-C016. | proposed | Equipment hail evidence.

## value_crosswalk
value_source_id | source_location | row_or_bucket_id | row_or_bucket_label | value | unit | financial_class | failure_unit_id | applicable_pathway_ids | role_in_loss | include_in_direct_denominator | allocation_rule | double_count_guardrail | status | notes
HRE-S006 | Hazus Table 8-5 x 1.25 | HRE_VALUE_RES_ROOF_COVER | House asphalt shingle roof cover | 3.75 | pct_of_structure_RCN | direct_hardware | HRE_ROOF_COVER | hail_impact | direct_vulnerable_value | true | Unit value = 3.75% of the house RCN; DR_unit x 0.0375 = building-level ratio | Part of the same structure RCN as flood, hurricane and convective; all perils on one building in one event at most 100% (consumer) | partial | Budget consumer-qualified; dollars withheld.
HRE-S007 | judgment (HRE-C022) | HRE_VALUE_IND_ROOF_COVER | Warehouse standing-seam steel roof panels | 12.0 | pct_of_structure_RCN | direct_hardware | HRE_ROOF_COVER | hail_impact | direct_vulnerable_value | true | Unit value = 12% of the warehouse RCN (9-15% in SENSITIVITY) | As above | partial | T4.
HRE-S006 | Hazus Table 8-11 x 1.25 x 1.20 | HRE_VALUE_OFF_ROOF_COVER | Office TPO membrane and roof insulation | 2.7 | pct_of_structure_RCN | direct_hardware | HRE_ROOF_COVER | hail_impact | direct_vulnerable_value | true | Unit value = 2.7% of the office RCN | As above | partial | Membrane only 1.65% = low case.
HRE-S007 | profile areas x T4 unit costs | HRE_VALUE_RES_WALLS_WINDOWS | House vinyl siding (2.7689%) and windows (3.3%) | 6.0689 | pct_of_structure_RCN | direct_hardware | HRE_WALLS_AND_WINDOWS | hail_impact | direct_vulnerable_value | true | Unit value = 6.0689% of the house RCN; DR_unit is the expected replaced share of it | Siding and windows are not inside the roof unit; no part counted twice | partial | T4 screening unit; Hazard must acknowledge it.
HRE-S007 | profile areas x T4 unit cost | HRE_VALUE_IND_WINDOWS | Warehouse windows | 0.5673 | pct_of_structure_RCN | direct_hardware | HRE_WALLS_AND_WINDOWS | hail_impact | direct_vulnerable_value | true | Unit value = 0.5673% of the warehouse RCN | Metal wall panels and doors excluded (cosmetic denting) | partial | T4.
HRE-S007 | profile areas x T4 unit cost | HRE_VALUE_OFF_WINDOWS | Office windows | 5.3387 | pct_of_structure_RCN | direct_hardware | HRE_WALLS_AND_WINDOWS | hail_impact | direct_vulnerable_value | true | Unit value = 5.3387% of the office RCN | Masonry veneer excluded (hail-resistant) | partial | T4.
SCOPE | README §2 | HRE_VALUE_EXPOSED_EQUIPMENT | AC condenser (house), rooftop units (office 6, warehouse 1) |  | pct_of_structure_RCN | direct_hardware | HRE_EXPOSED_EQUIPMENT (withheld) | hail_impact | withheld | false | Share not allocated (withheld unit) | Never reported as zero | withheld | HRE-C016.
SCOPE | README §2 | HRE_VALUE_REST_OF_STRUCTURE | Frame, deck, foundation, interiors, other services |  | pct_of_structure_RCN | direct_hardware | none (no hail mechanism priced) | hail_impact | not_priced | false | Consequential interior water damage after a roof breach is not priced (limitation flag) | — | limitation | Remaining share of the structure RCN; deck punctures and interior leakage from giant hail not modelled.
SCOPE | README §2 | HRE_VALUE_CONTENTS | Contents and inventory |  | usd | nonphysical | HRE_BUILDING_CONTENTS (withheld) | hail_impact | excluded | false | Separate failure unit | Do not fold into the structure ratio | withheld | Deferred.

## sensitivity
reference_building_id | failure_unit_id | variant | role | metric | at_1in | at_1.25in | at_1.5in | at_1.75in | at_2in | at_2.5in | at_3in | at_4in
RE_RES_SFD_1S_SLAB | HRE_ROOF_COVER | reference (central) | reference | unit_damage_ratio | 0.0007 | 0.0500 | 0.3562 | 0.7612 | 0.9500 | 0.9993 | 1.0000 | 1.0000
RE_RES_SFD_1S_SLAB | HRE_ROOF_COVER | reference (central) | reference | building_pct_of_structure_rcn | 0.003 | 0.187 | 1.336 | 2.855 | 3.563 | 3.747 | 3.750 | 3.750
RE_RES_SFD_1S_SLAB | HRE_WALLS_AND_WINDOWS | reference (central) | reference | unit_damage_ratio | 0.0002 | 0.0117 | 0.0880 | 0.2086 | 0.2959 | 0.3571 | 0.3637 | 0.3641
RE_RES_SFD_1S_SLAB | HRE_WALLS_AND_WINDOWS | reference (central) | reference | building_pct_of_structure_rcn | 0.001 | 0.071 | 0.534 | 1.266 | 1.796 | 2.167 | 2.207 | 2.209
RE_IND_WAREHOUSE | HRE_ROOF_COVER | reference (central) | reference | unit_damage_ratio | 0.0000 | 0.0000 | 0.0000 | 0.0000 | 0.0001 | 0.0500 | 0.5548 | 0.9984
RE_IND_WAREHOUSE | HRE_ROOF_COVER | reference (central) | reference | building_pct_of_structure_rcn | 0.000 | 0.000 | 0.000 | 0.000 | 0.001 | 0.600 | 6.657 | 11.981
RE_IND_WAREHOUSE | HRE_WALLS_AND_WINDOWS | reference (central) | reference | unit_damage_ratio | 0.0000 | 0.0006 | 0.0125 | 0.0643 | 0.1456 | 0.2375 | 0.2494 | 0.2500
RE_IND_WAREHOUSE | HRE_WALLS_AND_WINDOWS | reference (central) | reference | building_pct_of_structure_rcn | 0.000 | 0.000 | 0.007 | 0.036 | 0.083 | 0.135 | 0.141 | 0.142
RE_COM_OFFICE_3S_SLAB | HRE_ROOF_COVER | reference (central) | reference | unit_damage_ratio | 0.0500 | 0.2790 | 0.6101 | 0.8440 | 0.9500 | 0.9966 | 0.9998 | 1.0000
RE_COM_OFFICE_3S_SLAB | HRE_ROOF_COVER | reference (central) | reference | building_pct_of_structure_rcn | 0.135 | 0.753 | 1.647 | 2.279 | 2.565 | 2.691 | 2.700 | 2.700
RE_COM_OFFICE_3S_SLAB | HRE_WALLS_AND_WINDOWS | reference (central) | reference | unit_damage_ratio | 0.0000 | 0.0006 | 0.0125 | 0.0643 | 0.1456 | 0.2375 | 0.2494 | 0.2500
RE_COM_OFFICE_3S_SLAB | HRE_WALLS_AND_WINDOWS | reference (central) | reference | building_pct_of_structure_rcn | 0.000 | 0.003 | 0.067 | 0.343 | 0.777 | 1.268 | 1.331 | 1.335
RE_RES_SFD_1S_SLAB | HRE_ROOF_COVER | band read as +/-1 sigma (68% range) | spread_reading | unit_damage_ratio | 0.0256 | 0.1587 | 0.4113 | 0.6671 | 0.8413 | 0.9744 | 0.9968 | 1.0000
RE_RES_SFD_1S_SLAB | HRE_ROOF_COVER | band read as +/-1 sigma (68% range) | spread_reading | building_pct_of_structure_rcn | 0.096 | 0.595 | 1.542 | 2.501 | 3.155 | 3.654 | 3.738 | 3.750
RE_RES_SFD_1S_SLAB | HRE_ROOF_COVER | band read as +/-1.96 sigma (95% range) | spread_reading | unit_damage_ratio | 0.0001 | 0.0250 | 0.3302 | 0.8013 | 0.9750 | 0.9999 | 1.0000 | 1.0000
RE_RES_SFD_1S_SLAB | HRE_ROOF_COVER | band read as +/-1.96 sigma (95% range) | spread_reading | building_pct_of_structure_rcn | 0.000 | 0.094 | 1.238 | 3.005 | 3.656 | 3.750 | 3.750 | 3.750
RE_RES_SFD_1S_SLAB | HRE_WALLS_AND_WINDOWS | band read as +/-1 sigma (68% range) | spread_reading | unit_damage_ratio | 0.0065 | 0.0421 | 0.1154 | 0.1992 | 0.2667 | 0.3367 | 0.3574 | 0.3637
RE_RES_SFD_1S_SLAB | HRE_WALLS_AND_WINDOWS | band read as +/-1 sigma (68% range) | spread_reading | building_pct_of_structure_rcn | 0.039 | 0.255 | 0.700 | 1.209 | 1.619 | 2.043 | 2.169 | 2.208
RE_RES_SFD_1S_SLAB | HRE_WALLS_AND_WINDOWS | band read as +/-1.96 sigma (95% range) | spread_reading | unit_damage_ratio | 0.0000 | 0.0058 | 0.0787 | 0.2125 | 0.3037 | 0.3606 | 0.3640 | 0.3641
RE_RES_SFD_1S_SLAB | HRE_WALLS_AND_WINDOWS | band read as +/-1.96 sigma (95% range) | spread_reading | building_pct_of_structure_rcn | 0.000 | 0.035 | 0.478 | 1.290 | 1.843 | 2.189 | 2.209 | 2.209
RE_IND_WAREHOUSE | HRE_ROOF_COVER | band read as +/-1 sigma (68% range) | spread_reading | unit_damage_ratio | 0.0000 | 0.0000 | 0.0000 | 0.0009 | 0.0100 | 0.1587 | 0.5334 | 0.9636
RE_IND_WAREHOUSE | HRE_ROOF_COVER | band read as +/-1 sigma (68% range) | spread_reading | building_pct_of_structure_rcn | 0.000 | 0.000 | 0.000 | 0.011 | 0.120 | 1.904 | 6.400 | 11.563
RE_IND_WAREHOUSE | HRE_ROOF_COVER | band read as +/-1.96 sigma (95% range) | spread_reading | unit_damage_ratio | 0.0000 | 0.0000 | 0.0000 | 0.0000 | 0.0000 | 0.0250 | 0.5652 | 0.9998
RE_IND_WAREHOUSE | HRE_ROOF_COVER | band read as +/-1.96 sigma (95% range) | spread_reading | building_pct_of_structure_rcn | 0.000 | 0.000 | 0.000 | 0.000 | 0.000 | 0.300 | 6.782 | 11.997
RE_IND_WAREHOUSE | HRE_WALLS_AND_WINDOWS | band read as +/-1 sigma (68% range) | spread_reading | unit_damage_ratio | 0.0012 | 0.0108 | 0.0397 | 0.0865 | 0.1376 | 0.2103 | 0.2392 | 0.2494
RE_IND_WAREHOUSE | HRE_WALLS_AND_WINDOWS | band read as +/-1 sigma (68% range) | spread_reading | building_pct_of_structure_rcn | 0.001 | 0.006 | 0.023 | 0.049 | 0.078 | 0.119 | 0.136 | 0.142
RE_IND_WAREHOUSE | HRE_WALLS_AND_WINDOWS | band read as +/-1.96 sigma (95% range) | spread_reading | unit_damage_ratio | 0.0000 | 0.0001 | 0.0062 | 0.0546 | 0.1494 | 0.2438 | 0.2499 | 0.2500
RE_IND_WAREHOUSE | HRE_WALLS_AND_WINDOWS | band read as +/-1.96 sigma (95% range) | spread_reading | building_pct_of_structure_rcn | 0.000 | 0.000 | 0.004 | 0.031 | 0.085 | 0.138 | 0.142 | 0.142
RE_COM_OFFICE_3S_SLAB | HRE_ROOF_COVER | band read as +/-1 sigma (68% range) | spread_reading | unit_damage_ratio | 0.1587 | 0.3609 | 0.5675 | 0.7306 | 0.8413 | 0.9499 | 0.9850 | 0.9987
RE_COM_OFFICE_3S_SLAB | HRE_ROOF_COVER | band read as +/-1 sigma (68% range) | spread_reading | building_pct_of_structure_rcn | 0.428 | 0.974 | 1.532 | 1.973 | 2.272 | 2.565 | 2.659 | 2.696
RE_COM_OFFICE_3S_SLAB | HRE_ROOF_COVER | band read as +/-1.96 sigma (95% range) | spread_reading | unit_damage_ratio | 0.0250 | 0.2426 | 0.6305 | 0.8859 | 0.9750 | 0.9994 | 1.0000 | 1.0000
RE_COM_OFFICE_3S_SLAB | HRE_ROOF_COVER | band read as +/-1.96 sigma (95% range) | spread_reading | building_pct_of_structure_rcn | 0.067 | 0.655 | 1.702 | 2.392 | 2.633 | 2.698 | 2.700 | 2.700
RE_COM_OFFICE_3S_SLAB | HRE_WALLS_AND_WINDOWS | band read as +/-1 sigma (68% range) | spread_reading | unit_damage_ratio | 0.0012 | 0.0108 | 0.0397 | 0.0865 | 0.1376 | 0.2103 | 0.2392 | 0.2494
RE_COM_OFFICE_3S_SLAB | HRE_WALLS_AND_WINDOWS | band read as +/-1 sigma (68% range) | spread_reading | building_pct_of_structure_rcn | 0.006 | 0.058 | 0.212 | 0.462 | 0.734 | 1.123 | 1.277 | 1.332
RE_COM_OFFICE_3S_SLAB | HRE_WALLS_AND_WINDOWS | band read as +/-1.96 sigma (95% range) | spread_reading | unit_damage_ratio | 0.0000 | 0.0001 | 0.0062 | 0.0546 | 0.1494 | 0.2438 | 0.2499 | 0.2500
RE_COM_OFFICE_3S_SLAB | HRE_WALLS_AND_WINDOWS | band read as +/-1.96 sigma (95% range) | spread_reading | building_pct_of_structure_rcn | 0.000 | 0.001 | 0.033 | 0.292 | 0.798 | 1.301 | 1.334 | 1.335
RE_RES_SFD_1S_SLAB | HRE_ROOF_COVER | low: no Hazus repair factor (roof 3.0%) | low | unit_damage_ratio | 0.0007 | 0.0500 | 0.3562 | 0.7612 | 0.9500 | 0.9993 | 1.0000 | 1.0000
RE_RES_SFD_1S_SLAB | HRE_ROOF_COVER | low: no Hazus repair factor (roof 3.0%) | low | building_pct_of_structure_rcn | 0.002 | 0.150 | 1.068 | 2.284 | 2.850 | 2.998 | 3.000 | 3.000
RE_RES_SFD_1S_SLAB | HRE_ROOF_COVER | high: 3-tab shingles (1.0-1.75 in) | high | unit_damage_ratio | 0.0500 | 0.3695 | 0.7700 | 0.9500 | 0.9925 | 0.9999 | 1.0000 | 1.0000
RE_RES_SFD_1S_SLAB | HRE_ROOF_COVER | high: 3-tab shingles (1.0-1.75 in) | high | building_pct_of_structure_rcn | 0.187 | 1.386 | 2.887 | 3.563 | 3.722 | 3.750 | 3.750 | 3.750
RE_IND_WAREHOUSE | HRE_ROOF_COVER | low: fully failed by 4.0 in, roof 9% | low | unit_damage_ratio | 0.0000 | 0.0000 | 0.0000 | 0.0000 | 0.0007 | 0.0500 | 0.3562 | 0.9500
RE_IND_WAREHOUSE | HRE_ROOF_COVER | low: fully failed by 4.0 in, roof 9% | low | building_pct_of_structure_rcn | 0.000 | 0.000 | 0.000 | 0.000 | 0.006 | 0.450 | 3.205 | 8.550
RE_IND_WAREHOUSE | HRE_ROOF_COVER | high: fully failed by 3.0 in, roof 15% | high | unit_damage_ratio | 0.0000 | 0.0000 | 0.0000 | 0.0000 | 0.0000 | 0.0500 | 0.9500 | 1.0000
RE_IND_WAREHOUSE | HRE_ROOF_COVER | high: fully failed by 3.0 in, roof 15% | high | building_pct_of_structure_rcn | 0.000 | 0.000 | 0.000 | 0.000 | 0.000 | 0.750 | 14.250 | 15.000
RE_IND_WAREHOUSE | HRE_ROOF_COVER | alternative: cosmetic denting counted (1.5-2.5 in) | alternative_not_adopted | unit_damage_ratio | 0.0000 | 0.0024 | 0.0500 | 0.2571 | 0.5823 | 0.9500 | 0.9976 | 1.0000
RE_IND_WAREHOUSE | HRE_ROOF_COVER | alternative: cosmetic denting counted (1.5-2.5 in) | alternative_not_adopted | building_pct_of_structure_rcn | 0.000 | 0.029 | 0.600 | 3.086 | 6.988 | 11.400 | 11.971 | 12.000
RE_COM_OFFICE_3S_SLAB | HRE_ROOF_COVER | low: adhered TPO on cover board (1.5-2.0 in), membrane only 1.65% | low | unit_damage_ratio | 0.0000 | 0.0001 | 0.0500 | 0.5469 | 0.9500 | 1.0000 | 1.0000 | 1.0000
RE_COM_OFFICE_3S_SLAB | HRE_ROOF_COVER | low: adhered TPO on cover board (1.5-2.0 in), membrane only 1.65% | low | building_pct_of_structure_rcn | 0.000 | 0.000 | 0.082 | 0.902 | 1.568 | 1.650 | 1.650 | 1.650
RE_COM_OFFICE_3S_SLAB | HRE_ROOF_COVER | high: membrane fails 1.0-1.5 in | high | unit_damage_ratio | 0.0500 | 0.5658 | 0.9500 | 0.9981 | 1.0000 | 1.0000 | 1.0000 | 1.0000
RE_COM_OFFICE_3S_SLAB | HRE_ROOF_COVER | high: membrane fails 1.0-1.5 in | high | building_pct_of_structure_rcn | 0.135 | 1.528 | 2.565 | 2.695 | 2.700 | 2.700 | 2.700 | 2.700
RE_RES_SFD_1S_SLAB | HRE_WALLS_AND_WINDOWS | low: wall and window unit costs x0.5 | low | unit_damage_ratio | 0.0002 | 0.0117 | 0.0880 | 0.2086 | 0.2959 | 0.3571 | 0.3637 | 0.3641
RE_RES_SFD_1S_SLAB | HRE_WALLS_AND_WINDOWS | low: wall and window unit costs x0.5 | low | building_pct_of_structure_rcn | 0.000 | 0.036 | 0.267 | 0.633 | 0.898 | 1.084 | 1.104 | 1.105
RE_RES_SFD_1S_SLAB | HRE_WALLS_AND_WINDOWS | high: wall and window unit costs x2 | high | unit_damage_ratio | 0.0002 | 0.0117 | 0.0880 | 0.2086 | 0.2959 | 0.3571 | 0.3637 | 0.3641
RE_RES_SFD_1S_SLAB | HRE_WALLS_AND_WINDOWS | high: wall and window unit costs x2 | high | building_pct_of_structure_rcn | 0.002 | 0.142 | 1.069 | 2.532 | 3.591 | 4.335 | 4.415 | 4.419
RE_RES_SFD_1S_SLAB | HRE_WALLS_AND_WINDOWS | high: hail-facing share doubled | high | unit_damage_ratio | 0.0003 | 0.0235 | 0.1761 | 0.4172 | 0.5918 | 0.7142 | 0.7275 | 0.7281
RE_RES_SFD_1S_SLAB | HRE_WALLS_AND_WINDOWS | high: hail-facing share doubled | high | building_pct_of_structure_rcn | 0.002 | 0.142 | 1.069 | 2.532 | 3.591 | 4.335 | 4.415 | 4.419
RE_IND_WAREHOUSE | HRE_WALLS_AND_WINDOWS | low: wall and window unit costs x0.5 | low | unit_damage_ratio | 0.0000 | 0.0006 | 0.0125 | 0.0643 | 0.1456 | 0.2375 | 0.2494 | 0.2500
RE_IND_WAREHOUSE | HRE_WALLS_AND_WINDOWS | low: wall and window unit costs x0.5 | low | building_pct_of_structure_rcn | 0.000 | 0.000 | 0.004 | 0.018 | 0.041 | 0.067 | 0.071 | 0.071
RE_IND_WAREHOUSE | HRE_WALLS_AND_WINDOWS | high: wall and window unit costs x2 | high | unit_damage_ratio | 0.0000 | 0.0006 | 0.0125 | 0.0643 | 0.1456 | 0.2375 | 0.2494 | 0.2500
RE_IND_WAREHOUSE | HRE_WALLS_AND_WINDOWS | high: wall and window unit costs x2 | high | building_pct_of_structure_rcn | 0.000 | 0.001 | 0.014 | 0.073 | 0.165 | 0.269 | 0.283 | 0.284
RE_IND_WAREHOUSE | HRE_WALLS_AND_WINDOWS | high: hail-facing share doubled | high | unit_damage_ratio | 0.0000 | 0.0012 | 0.0250 | 0.1286 | 0.2912 | 0.4750 | 0.4988 | 0.5000
RE_IND_WAREHOUSE | HRE_WALLS_AND_WINDOWS | high: hail-facing share doubled | high | building_pct_of_structure_rcn | 0.000 | 0.001 | 0.014 | 0.073 | 0.165 | 0.269 | 0.283 | 0.284
RE_COM_OFFICE_3S_SLAB | HRE_WALLS_AND_WINDOWS | low: wall and window unit costs x0.5 | low | unit_damage_ratio | 0.0000 | 0.0006 | 0.0125 | 0.0643 | 0.1456 | 0.2375 | 0.2494 | 0.2500
RE_COM_OFFICE_3S_SLAB | HRE_WALLS_AND_WINDOWS | low: wall and window unit costs x0.5 | low | building_pct_of_structure_rcn | 0.000 | 0.002 | 0.033 | 0.172 | 0.389 | 0.634 | 0.666 | 0.667
RE_COM_OFFICE_3S_SLAB | HRE_WALLS_AND_WINDOWS | high: wall and window unit costs x2 | high | unit_damage_ratio | 0.0000 | 0.0006 | 0.0125 | 0.0643 | 0.1456 | 0.2375 | 0.2494 | 0.2500
RE_COM_OFFICE_3S_SLAB | HRE_WALLS_AND_WINDOWS | high: wall and window unit costs x2 | high | building_pct_of_structure_rcn | 0.000 | 0.006 | 0.133 | 0.686 | 1.554 | 2.536 | 2.663 | 2.669
RE_COM_OFFICE_3S_SLAB | HRE_WALLS_AND_WINDOWS | high: hail-facing share doubled | high | unit_damage_ratio | 0.0000 | 0.0012 | 0.0250 | 0.1286 | 0.2912 | 0.4750 | 0.4988 | 0.5000
RE_COM_OFFICE_3S_SLAB | HRE_WALLS_AND_WINDOWS | high: hail-facing share doubled | high | building_pct_of_structure_rcn | 0.000 | 0.006 | 0.133 | 0.686 | 1.554 | 2.536 | 2.663 | 2.669
RE_RES_SFD_1S_SLAB | ALL | reference (central): roof cover only | building_total | building_pct_of_structure_rcn | 0.003 | 0.187 | 1.336 | 2.855 | 3.563 | 3.747 | 3.750 | 3.750
RE_RES_SFD_1S_SLAB | ALL | reference (central): roof cover + walls and windows (T4) | building_total | building_pct_of_structure_rcn | 0.003 | 0.259 | 1.870 | 4.121 | 5.358 | 5.915 | 5.957 | 5.959
RE_IND_WAREHOUSE | ALL | reference (central): roof cover only | building_total | building_pct_of_structure_rcn | 0.000 | 0.000 | 0.000 | 0.000 | 0.001 | 0.600 | 6.657 | 11.981
RE_IND_WAREHOUSE | ALL | reference (central): roof cover + walls and windows (T4) | building_total | building_pct_of_structure_rcn | 0.000 | 0.000 | 0.007 | 0.036 | 0.083 | 0.735 | 6.799 | 12.123
RE_COM_OFFICE_3S_SLAB | ALL | reference (central): roof cover only | building_total | building_pct_of_structure_rcn | 0.135 | 0.753 | 1.647 | 2.279 | 2.565 | 2.691 | 2.700 | 2.700
RE_COM_OFFICE_3S_SLAB | ALL | reference (central): roof cover + walls and windows (T4) | building_total | building_pct_of_structure_rcn | 0.135 | 0.756 | 1.714 | 2.622 | 3.342 | 3.959 | 4.031 | 4.035

## nri_check
reference_building_id | variant | n_cells | n_cells_nonzero | ours_median_pct_per_year | ours_p90_pct_per_year | nri_median_pct_per_year | ours_over_nri_median | ours_over_nri_p10 | ours_over_nri_p90 | spearman_rank_corr
RE_RES_SFD_1S_SLAB | central: roof cover only | 12374 | 11406 | 0.11222 | 0.89535 | 0.00141 | 72.90 | 9.36 | 648.77 | 0.696
RE_RES_SFD_1S_SLAB | central: roof cover + walls and windows (T4) | 12374 | 11406 | 0.16173 | 1.30212 | 0.00141 | 104.75 | 13.30 | 945.56 | 0.694
RE_RES_SFD_1S_SLAB | central roof cover, Hazard Version-1 size transform (raw x 25.4/35.56) | 12374 | 11226 | 0.00123 | 0.07752 | 0.00141 | 1.19 | 0.00 | 35.27 | 0.565
RE_IND_WAREHOUSE | central: roof cover only | 12374 | 9638 | 0.00000 | 0.00236 | 0.00141 | 0.01 | 0.00 | 1.48 | 0.502
RE_IND_WAREHOUSE | central: roof cover + walls and windows (T4) | 12374 | 11406 | 0.00144 | 0.01668 | 0.00141 | 0.96 | 0.09 | 10.55 | 0.627
RE_IND_WAREHOUSE | central roof cover, Hazard Version-1 size transform (raw x 25.4/35.56) | 12374 | 4037 | 0.00000 | 0.00046 | 0.00141 | 0.00 | 0.00 | 12.71 | 0.326
RE_COM_OFFICE_3S_SLAB | central: roof cover only | 12374 | 11406 | 0.09889 | 0.75197 | 0.00141 | 63.87 | 8.81 | 560.18 | 0.702
RE_COM_OFFICE_3S_SLAB | central: roof cover + walls and windows (T4) | 12374 | 11406 | 0.11189 | 0.87644 | 0.00141 | 72.29 | 9.75 | 645.74 | 0.697
RE_COM_OFFICE_3S_SLAB | central roof cover, Hazard Version-1 size transform (raw x 25.4/35.56) | 12374 | 11406 | 0.00558 | 0.11567 | 0.00141 | 4.35 | 0.10 | 56.75 | 0.614
RE_RES_SFD_1S_SLAB | roof low: no Hazus repair factor (3.0%) | 12374 | 11406 | 0.08982 | 0.71663 | 0.00141 | 58.35 | 7.49 | 519.27 | 0.696
RE_RES_SFD_1S_SLAB | roof high: 3-tab shingles (1.0-1.75 in) | 12374 | 11406 | 0.15961 | 1.18409 | 0.00141 | 102.84 | 14.46 | 898.32 | 0.704
RE_IND_WAREHOUSE | roof low: full at 4.0 in, 9% | 12374 | 11406 | 0.00002 | 0.00263 | 0.00141 | 0.02 | 0.00 | 1.13 | 0.538
RE_IND_WAREHOUSE | roof high: full at 3.0 in, 15% | 12374 | 10072 | 0.00000 | 0.00210 | 0.00141 | 0.00 | 0.00 | 1.07 | 0.486
RE_IND_WAREHOUSE | roof alternative not adopted: cosmetic denting (1.5-2.5 in) | 12374 | 11406 | 0.11062 | 1.11398 | 0.00141 | 74.59 | 7.30 | 712.63 | 0.669
RE_COM_OFFICE_3S_SLAB | roof low: adhered on cover board (1.5-2.0 in), membrane only | 12374 | 11406 | 0.02772 | 0.26569 | 0.00141 | 18.42 | 1.71 | 169.78 | 0.677
RE_COM_OFFICE_3S_SLAB | roof high: 1.0-1.5 in | 12374 | 11406 | 0.12537 | 0.91884 | 0.00141 | 81.05 | 11.59 | 700.41 | 0.706

## known_answer_tests
test_id | kind | expected
HRE_RES_ROOF_ASPHALT_SHINGLE_LAMINATED_KNOT_0MM | formula_known_answer_tests | {"status": "conditional", "curve_id": "HRE_RES_ROOF_ASPHALT_SHINGLE_LAMINATED", "failure_unit_damage_ratio": 0.0}
HRE_RES_ROOF_ASPHALT_SHINGLE_LAMINATED_KNOT_10MM | formula_known_answer_tests | {"status": "conditional", "curve_id": "HRE_RES_ROOF_ASPHALT_SHINGLE_LAMINATED", "failure_unit_damage_ratio": 0.0}
HRE_RES_ROOF_ASPHALT_SHINGLE_LAMINATED_KNOT_20MM | formula_known_answer_tests | {"status": "conditional", "curve_id": "HRE_RES_ROOF_ASPHALT_SHINGLE_LAMINATED", "failure_unit_damage_ratio": 1e-06}
HRE_RES_ROOF_ASPHALT_SHINGLE_LAMINATED_KNOT_25MM | formula_known_answer_tests | {"status": "conditional", "curve_id": "HRE_RES_ROOF_ASPHALT_SHINGLE_LAMINATED", "failure_unit_damage_ratio": 0.000453}
HRE_RES_ROOF_ASPHALT_SHINGLE_LAMINATED_KNOT_30MM | formula_known_answer_tests | {"status": "conditional", "curve_id": "HRE_RES_ROOF_ASPHALT_SHINGLE_LAMINATED", "failure_unit_damage_ratio": 0.020582}
HRE_RES_ROOF_ASPHALT_SHINGLE_LAMINATED_KNOT_35MM | formula_known_answer_tests | {"status": "conditional", "curve_id": "HRE_RES_ROOF_ASPHALT_SHINGLE_LAMINATED", "failure_unit_damage_ratio": 0.167819}
HRE_RES_ROOF_ASPHALT_SHINGLE_LAMINATED_KNOT_40MM | formula_known_answer_tests | {"status": "conditional", "curve_id": "HRE_RES_ROOF_ASPHALT_SHINGLE_LAMINATED", "failure_unit_damage_ratio": 0.488789}
HRE_RES_ROOF_ASPHALT_SHINGLE_LAMINATED_KNOT_45MM | formula_known_answer_tests | {"status": "conditional", "curve_id": "HRE_RES_ROOF_ASPHALT_SHINGLE_LAMINATED", "failure_unit_damage_ratio": 0.787091}
HRE_RES_ROOF_ASPHALT_SHINGLE_LAMINATED_KNOT_50MM | formula_known_answer_tests | {"status": "conditional", "curve_id": "HRE_RES_ROOF_ASPHALT_SHINGLE_LAMINATED", "failure_unit_damage_ratio": 0.937471}
HRE_RES_ROOF_ASPHALT_SHINGLE_LAMINATED_KNOT_55MM | formula_known_answer_tests | {"status": "conditional", "curve_id": "HRE_RES_ROOF_ASPHALT_SHINGLE_LAMINATED", "failure_unit_damage_ratio": 0.986134}
HRE_RES_ROOF_ASPHALT_SHINGLE_LAMINATED_KNOT_60MM | formula_known_answer_tests | {"status": "conditional", "curve_id": "HRE_RES_ROOF_ASPHALT_SHINGLE_LAMINATED", "failure_unit_damage_ratio": 0.997524}
HRE_RES_ROOF_ASPHALT_SHINGLE_LAMINATED_KNOT_65MM | formula_known_answer_tests | {"status": "conditional", "curve_id": "HRE_RES_ROOF_ASPHALT_SHINGLE_LAMINATED", "failure_unit_damage_ratio": 0.999625}
HRE_RES_ROOF_ASPHALT_SHINGLE_LAMINATED_KNOT_70MM | formula_known_answer_tests | {"status": "conditional", "curve_id": "HRE_RES_ROOF_ASPHALT_SHINGLE_LAMINATED", "failure_unit_damage_ratio": 0.99995}
HRE_RES_ROOF_ASPHALT_SHINGLE_LAMINATED_KNOT_75MM | formula_known_answer_tests | {"status": "conditional", "curve_id": "HRE_RES_ROOF_ASPHALT_SHINGLE_LAMINATED", "failure_unit_damage_ratio": 0.999994}
HRE_RES_ROOF_ASPHALT_SHINGLE_LAMINATED_KNOT_80MM | formula_known_answer_tests | {"status": "conditional", "curve_id": "HRE_RES_ROOF_ASPHALT_SHINGLE_LAMINATED", "failure_unit_damage_ratio": 0.999999}
HRE_RES_ROOF_ASPHALT_SHINGLE_LAMINATED_KNOT_90MM | formula_known_answer_tests | {"status": "conditional", "curve_id": "HRE_RES_ROOF_ASPHALT_SHINGLE_LAMINATED", "failure_unit_damage_ratio": 1.0}
HRE_RES_ROOF_ASPHALT_SHINGLE_LAMINATED_KNOT_100MM | formula_known_answer_tests | {"status": "conditional", "curve_id": "HRE_RES_ROOF_ASPHALT_SHINGLE_LAMINATED", "failure_unit_damage_ratio": 1.0}
HRE_RES_ROOF_ASPHALT_SHINGLE_LAMINATED_KNOT_150MM | formula_known_answer_tests | {"status": "conditional", "curve_id": "HRE_RES_ROOF_ASPHALT_SHINGLE_LAMINATED", "failure_unit_damage_ratio": 1.0}
HRE_RES_ROOF_ASPHALT_SHINGLE_LAMINATED_KNOT_203MM | formula_known_answer_tests | {"status": "conditional", "curve_id": "HRE_RES_ROOF_ASPHALT_SHINGLE_LAMINATED", "failure_unit_damage_ratio": 1.0}
HRE_RES_ROOF_ASPHALT_SHINGLE_LAMINATED_AT_25.4MM | formula_known_answer_tests | {"status": "conditional", "curve_id": "HRE_RES_ROOF_ASPHALT_SHINGLE_LAMINATED", "failure_unit_damage_ratio": 0.000739399999999999}
HRE_RES_ROOF_ASPHALT_SHINGLE_LAMINATED_AT_31.75MM | formula_known_answer_tests | {"status": "conditional", "curve_id": "HRE_RES_ROOF_ASPHALT_SHINGLE_LAMINATED", "failure_unit_damage_ratio": 0.05067125}
HRE_RES_ROOF_ASPHALT_SHINGLE_LAMINATED_AT_38.98MM | formula_known_answer_tests | {"status": "conditional", "curve_id": "HRE_RES_ROOF_ASPHALT_SHINGLE_LAMINATED", "failure_unit_damage_ratio": 0.41727123999999977}
HRE_RES_ROOF_ASPHALT_SHINGLE_LAMINATED_AT_44.45MM | formula_known_answer_tests | {"status": "conditional", "curve_id": "HRE_RES_ROOF_ASPHALT_SHINGLE_LAMINATED", "failure_unit_damage_ratio": 0.7604253500000001}
HRE_RES_ROOF_ASPHALT_SHINGLE_LAMINATED_AT_50.8MM | formula_known_answer_tests | {"status": "conditional", "curve_id": "HRE_RES_ROOF_ASPHALT_SHINGLE_LAMINATED", "failure_unit_damage_ratio": 0.9497245999999999}
HRE_RES_ROOF_ASPHALT_SHINGLE_LAMINATED_AT_63.5MM | formula_known_answer_tests | {"status": "conditional", "curve_id": "HRE_RES_ROOF_ASPHALT_SHINGLE_LAMINATED", "failure_unit_damage_ratio": 0.9993175}
HRE_RES_ROOF_ASPHALT_SHINGLE_LAMINATED_AT_76.2MM | formula_known_answer_tests | {"status": "conditional", "curve_id": "HRE_RES_ROOF_ASPHALT_SHINGLE_LAMINATED", "failure_unit_damage_ratio": 0.9999962}
HRE_RES_ROOF_ASPHALT_SHINGLE_LAMINATED_AT_88.9MM | formula_known_answer_tests | {"status": "conditional", "curve_id": "HRE_RES_ROOF_ASPHALT_SHINGLE_LAMINATED", "failure_unit_damage_ratio": 1.0}
HRE_RES_ROOF_ASPHALT_SHINGLE_LAMINATED_AT_101.6MM | formula_known_answer_tests | {"status": "conditional", "curve_id": "HRE_RES_ROOF_ASPHALT_SHINGLE_LAMINATED", "failure_unit_damage_ratio": 1.0}
HRE_RES_ROOF_ASPHALT_SHINGLE_LAMINATED_AT_203.2MM | formula_known_answer_tests | {"status": "conditional", "curve_id": "HRE_RES_ROOF_ASPHALT_SHINGLE_LAMINATED", "failure_unit_damage_ratio": 1.0}
HRE_RES_WALLS_WINDOWS_T4_KNOT_0MM | formula_known_answer_tests | {"status": "conditional", "curve_id": "HRE_RES_WALLS_WINDOWS_T4", "failure_unit_damage_ratio": 0.0}
HRE_RES_WALLS_WINDOWS_T4_KNOT_10MM | formula_known_answer_tests | {"status": "conditional", "curve_id": "HRE_RES_WALLS_WINDOWS_T4", "failure_unit_damage_ratio": 0.0}
HRE_RES_WALLS_WINDOWS_T4_KNOT_20MM | formula_known_answer_tests | {"status": "conditional", "curve_id": "HRE_RES_WALLS_WINDOWS_T4", "failure_unit_damage_ratio": 0.0}
HRE_RES_WALLS_WINDOWS_T4_KNOT_25MM | formula_known_answer_tests | {"status": "conditional", "curve_id": "HRE_RES_WALLS_WINDOWS_T4", "failure_unit_damage_ratio": 0.000104}
HRE_RES_WALLS_WINDOWS_T4_KNOT_30MM | formula_known_answer_tests | {"status": "conditional", "curve_id": "HRE_RES_WALLS_WINDOWS_T4", "failure_unit_damage_ratio": 0.004794}
HRE_RES_WALLS_WINDOWS_T4_KNOT_35MM | formula_known_answer_tests | {"status": "conditional", "curve_id": "HRE_RES_WALLS_WINDOWS_T4", "failure_unit_damage_ratio": 0.040214}
HRE_RES_WALLS_WINDOWS_T4_KNOT_40MM | formula_known_answer_tests | {"status": "conditional", "curve_id": "HRE_RES_WALLS_WINDOWS_T4", "failure_unit_damage_ratio": 0.123942}
HRE_RES_WALLS_WINDOWS_T4_KNOT_45MM | formula_known_answer_tests | {"status": "conditional", "curve_id": "HRE_RES_WALLS_WINDOWS_T4", "failure_unit_damage_ratio": 0.218068}
HRE_RES_WALLS_WINDOWS_T4_KNOT_50MM | formula_known_answer_tests | {"status": "conditional", "curve_id": "HRE_RES_WALLS_WINDOWS_T4", "failure_unit_damage_ratio": 0.287544}
HRE_RES_WALLS_WINDOWS_T4_KNOT_55MM | formula_known_answer_tests | {"status": "conditional", "curve_id": "HRE_RES_WALLS_WINDOWS_T4", "failure_unit_damage_ratio": 0.328825}
HRE_RES_WALLS_WINDOWS_T4_KNOT_60MM | formula_known_answer_tests | {"status": "conditional", "curve_id": "HRE_RES_WALLS_WINDOWS_T4", "failure_unit_damage_ratio": 0.349862}
HRE_RES_WALLS_WINDOWS_T4_KNOT_65MM | formula_known_answer_tests | {"status": "conditional", "curve_id": "HRE_RES_WALLS_WINDOWS_T4", "failure_unit_damage_ratio": 0.359041}
HRE_RES_WALLS_WINDOWS_T4_KNOT_70MM | formula_known_answer_tests | {"status": "conditional", "curve_id": "HRE_RES_WALLS_WINDOWS_T4", "failure_unit_damage_ratio": 0.362483}
HRE_RES_WALLS_WINDOWS_T4_KNOT_75MM | formula_known_answer_tests | {"status": "conditional", "curve_id": "HRE_RES_WALLS_WINDOWS_T4", "failure_unit_damage_ratio": 0.363612}
HRE_RES_WALLS_WINDOWS_T4_KNOT_80MM | formula_known_answer_tests | {"status": "conditional", "curve_id": "HRE_RES_WALLS_WINDOWS_T4", "failure_unit_damage_ratio": 0.363943}
HRE_RES_WALLS_WINDOWS_T4_KNOT_90MM | formula_known_answer_tests | {"status": "conditional", "curve_id": "HRE_RES_WALLS_WINDOWS_T4", "failure_unit_damage_ratio": 0.364054}
HRE_RES_WALLS_WINDOWS_T4_KNOT_100MM | formula_known_answer_tests | {"status": "conditional", "curve_id": "HRE_RES_WALLS_WINDOWS_T4", "failure_unit_damage_ratio": 0.364061}
HRE_RES_WALLS_WINDOWS_T4_KNOT_150MM | formula_known_answer_tests | {"status": "conditional", "curve_id": "HRE_RES_WALLS_WINDOWS_T4", "failure_unit_damage_ratio": 0.364061}
HRE_RES_WALLS_WINDOWS_T4_KNOT_203MM | formula_known_answer_tests | {"status": "conditional", "curve_id": "HRE_RES_WALLS_WINDOWS_T4", "failure_unit_damage_ratio": 0.364061}
HRE_RES_WALLS_WINDOWS_T4_AT_25.4MM | formula_known_answer_tests | {"status": "conditional", "curve_id": "HRE_RES_WALLS_WINDOWS_T4", "failure_unit_damage_ratio": 0.00016999999999999974}
HRE_RES_WALLS_WINDOWS_T4_AT_31.75MM | formula_known_answer_tests | {"status": "conditional", "curve_id": "HRE_RES_WALLS_WINDOWS_T4", "failure_unit_damage_ratio": 0.01189625}
HRE_RES_WALLS_WINDOWS_T4_AT_38.98MM | formula_known_answer_tests | {"status": "conditional", "curve_id": "HRE_RES_WALLS_WINDOWS_T4", "failure_unit_damage_ratio": 0.10431333999999994}
HRE_RES_WALLS_WINDOWS_T4_AT_44.45MM | formula_known_answer_tests | {"status": "conditional", "curve_id": "HRE_RES_WALLS_WINDOWS_T4", "failure_unit_damage_ratio": 0.20848150000000007}
HRE_RES_WALLS_WINDOWS_T4_AT_50.8MM | formula_known_answer_tests | {"status": "conditional", "curve_id": "HRE_RES_WALLS_WINDOWS_T4", "failure_unit_damage_ratio": 0.29578959999999993}
HRE_RES_WALLS_WINDOWS_T4_AT_63.5MM | formula_known_answer_tests | {"status": "conditional", "curve_id": "HRE_RES_WALLS_WINDOWS_T4", "failure_unit_damage_ratio": 0.357078}
HRE_RES_WALLS_WINDOWS_T4_AT_76.2MM | formula_known_answer_tests | {"status": "conditional", "curve_id": "HRE_RES_WALLS_WINDOWS_T4", "failure_unit_damage_ratio": 0.36373120000000003}
HRE_RES_WALLS_WINDOWS_T4_AT_88.9MM | formula_known_answer_tests | {"status": "conditional", "curve_id": "HRE_RES_WALLS_WINDOWS_T4", "failure_unit_damage_ratio": 0.3640517}
HRE_RES_WALLS_WINDOWS_T4_AT_101.6MM | formula_known_answer_tests | {"status": "conditional", "curve_id": "HRE_RES_WALLS_WINDOWS_T4", "failure_unit_damage_ratio": 0.364061}
HRE_RES_WALLS_WINDOWS_T4_AT_203.2MM | formula_known_answer_tests | {"status": "conditional", "curve_id": "HRE_RES_WALLS_WINDOWS_T4", "failure_unit_damage_ratio": 0.364061}
RE_RES_SFD_1S_SLAB_ROOF_ZERO_AT_ZERO | formula_known_answer_tests | {"status": "conditional", "curve_id": "HRE_RES_ROOF_ASPHALT_SHINGLE_LAMINATED", "failure_unit_damage_ratio": 0.0}
RE_RES_SFD_1S_SLAB_ROOF_WITH_ACK_SAME_VALUE | formula_known_answer_tests | {"status": "conditional", "curve_id": "HRE_RES_ROOF_ASPHALT_SHINGLE_LAMINATED", "failure_unit_damage_ratio": 0.9497245999999999, "metadata_flags_include": ["ROOF_COVER_HAIL_THRESHOLD_EVIDENCE"]}
HRE_IND_ROOF_STANDING_SEAM_STEEL_KNOT_0MM | formula_known_answer_tests | {"status": "conditional", "curve_id": "HRE_IND_ROOF_STANDING_SEAM_STEEL", "failure_unit_damage_ratio": 0.0}
HRE_IND_ROOF_STANDING_SEAM_STEEL_KNOT_10MM | formula_known_answer_tests | {"status": "conditional", "curve_id": "HRE_IND_ROOF_STANDING_SEAM_STEEL", "failure_unit_damage_ratio": 0.0}
HRE_IND_ROOF_STANDING_SEAM_STEEL_KNOT_20MM | formula_known_answer_tests | {"status": "conditional", "curve_id": "HRE_IND_ROOF_STANDING_SEAM_STEEL", "failure_unit_damage_ratio": 0.0}
HRE_IND_ROOF_STANDING_SEAM_STEEL_KNOT_25MM | formula_known_answer_tests | {"status": "conditional", "curve_id": "HRE_IND_ROOF_STANDING_SEAM_STEEL", "failure_unit_damage_ratio": 0.0}
HRE_IND_ROOF_STANDING_SEAM_STEEL_KNOT_30MM | formula_known_answer_tests | {"status": "conditional", "curve_id": "HRE_IND_ROOF_STANDING_SEAM_STEEL", "failure_unit_damage_ratio": 0.0}
HRE_IND_ROOF_STANDING_SEAM_STEEL_KNOT_35MM | formula_known_answer_tests | {"status": "conditional", "curve_id": "HRE_IND_ROOF_STANDING_SEAM_STEEL", "failure_unit_damage_ratio": 0.0}
HRE_IND_ROOF_STANDING_SEAM_STEEL_KNOT_40MM | formula_known_answer_tests | {"status": "conditional", "curve_id": "HRE_IND_ROOF_STANDING_SEAM_STEEL", "failure_unit_damage_ratio": 0.0}
HRE_IND_ROOF_STANDING_SEAM_STEEL_KNOT_45MM | formula_known_answer_tests | {"status": "conditional", "curve_id": "HRE_IND_ROOF_STANDING_SEAM_STEEL", "failure_unit_damage_ratio": 0.0}
HRE_IND_ROOF_STANDING_SEAM_STEEL_KNOT_50MM | formula_known_answer_tests | {"status": "conditional", "curve_id": "HRE_IND_ROOF_STANDING_SEAM_STEEL", "failure_unit_damage_ratio": 3.4e-05}
HRE_IND_ROOF_STANDING_SEAM_STEEL_KNOT_55MM | formula_known_answer_tests | {"status": "conditional", "curve_id": "HRE_IND_ROOF_STANDING_SEAM_STEEL", "failure_unit_damage_ratio": 0.001144}
HRE_IND_ROOF_STANDING_SEAM_STEEL_KNOT_60MM | formula_known_answer_tests | {"status": "conditional", "curve_id": "HRE_IND_ROOF_STANDING_SEAM_STEEL", "failure_unit_damage_ratio": 0.013926}
HRE_IND_ROOF_STANDING_SEAM_STEEL_KNOT_65MM | formula_known_answer_tests | {"status": "conditional", "curve_id": "HRE_IND_ROOF_STANDING_SEAM_STEEL", "failure_unit_damage_ratio": 0.078284}
HRE_IND_ROOF_STANDING_SEAM_STEEL_KNOT_70MM | formula_known_answer_tests | {"status": "conditional", "curve_id": "HRE_IND_ROOF_STANDING_SEAM_STEEL", "failure_unit_damage_ratio": 0.244441}
HRE_IND_ROOF_STANDING_SEAM_STEEL_KNOT_75MM | formula_known_answer_tests | {"status": "conditional", "curve_id": "HRE_IND_ROOF_STANDING_SEAM_STEEL", "failure_unit_damage_ratio": 0.493026}
HRE_IND_ROOF_STANDING_SEAM_STEEL_KNOT_80MM | formula_known_answer_tests | {"status": "conditional", "curve_id": "HRE_IND_ROOF_STANDING_SEAM_STEEL", "failure_unit_damage_ratio": 0.73025}
HRE_IND_ROOF_STANDING_SEAM_STEEL_KNOT_90MM | formula_known_answer_tests | {"status": "conditional", "curve_id": "HRE_IND_ROOF_STANDING_SEAM_STEEL", "failure_unit_damage_ratio": 0.961239}
HRE_IND_ROOF_STANDING_SEAM_STEEL_KNOT_100MM | formula_known_answer_tests | {"status": "conditional", "curve_id": "HRE_IND_ROOF_STANDING_SEAM_STEEL", "failure_unit_damage_ratio": 0.997409}
HRE_IND_ROOF_STANDING_SEAM_STEEL_KNOT_150MM | formula_known_answer_tests | {"status": "conditional", "curve_id": "HRE_IND_ROOF_STANDING_SEAM_STEEL", "failure_unit_damage_ratio": 1.0}
HRE_IND_ROOF_STANDING_SEAM_STEEL_KNOT_203MM | formula_known_answer_tests | {"status": "conditional", "curve_id": "HRE_IND_ROOF_STANDING_SEAM_STEEL", "failure_unit_damage_ratio": 1.0}
HRE_IND_ROOF_STANDING_SEAM_STEEL_AT_25.4MM | formula_known_answer_tests | {"status": "conditional", "curve_id": "HRE_IND_ROOF_STANDING_SEAM_STEEL", "failure_unit_damage_ratio": 0.0}
HRE_IND_ROOF_STANDING_SEAM_STEEL_AT_31.75MM | formula_known_answer_tests | {"status": "conditional", "curve_id": "HRE_IND_ROOF_STANDING_SEAM_STEEL", "failure_unit_damage_ratio": 0.0}
HRE_IND_ROOF_STANDING_SEAM_STEEL_AT_38.98MM | formula_known_answer_tests | {"status": "conditional", "curve_id": "HRE_IND_ROOF_STANDING_SEAM_STEEL", "failure_unit_damage_ratio": 0.0}
HRE_IND_ROOF_STANDING_SEAM_STEEL_AT_44.45MM | formula_known_answer_tests | {"status": "conditional", "curve_id": "HRE_IND_ROOF_STANDING_SEAM_STEEL", "failure_unit_damage_ratio": 0.0}
HRE_IND_ROOF_STANDING_SEAM_STEEL_AT_50.8MM | formula_known_answer_tests | {"status": "conditional", "curve_id": "HRE_IND_ROOF_STANDING_SEAM_STEEL", "failure_unit_damage_ratio": 6.759999999999988e-05}
HRE_IND_ROOF_STANDING_SEAM_STEEL_AT_63.5MM | formula_known_answer_tests | {"status": "conditional", "curve_id": "HRE_IND_ROOF_STANDING_SEAM_STEEL", "failure_unit_damage_ratio": 0.050456}
HRE_IND_ROOF_STANDING_SEAM_STEEL_AT_76.2MM | formula_known_answer_tests | {"status": "conditional", "curve_id": "HRE_IND_ROOF_STANDING_SEAM_STEEL", "failure_unit_damage_ratio": 0.5546350000000001}
HRE_IND_ROOF_STANDING_SEAM_STEEL_AT_88.9MM | formula_known_answer_tests | {"status": "conditional", "curve_id": "HRE_IND_ROOF_STANDING_SEAM_STEEL", "failure_unit_damage_ratio": 0.9499130000000001}
HRE_IND_ROOF_STANDING_SEAM_STEEL_AT_101.6MM | formula_known_answer_tests | {"status": "conditional", "curve_id": "HRE_IND_ROOF_STANDING_SEAM_STEEL", "failure_unit_damage_ratio": 0.998397}
HRE_IND_ROOF_STANDING_SEAM_STEEL_AT_203.2MM | formula_known_answer_tests | {"status": "conditional", "curve_id": "HRE_IND_ROOF_STANDING_SEAM_STEEL", "failure_unit_damage_ratio": 1.0}
HRE_IND_WINDOWS_T4_KNOT_0MM | formula_known_answer_tests | {"status": "conditional", "curve_id": "HRE_IND_WINDOWS_T4", "failure_unit_damage_ratio": 0.0}
HRE_IND_WINDOWS_T4_KNOT_10MM | formula_known_answer_tests | {"status": "conditional", "curve_id": "HRE_IND_WINDOWS_T4", "failure_unit_damage_ratio": 0.0}
HRE_IND_WINDOWS_T4_KNOT_20MM | formula_known_answer_tests | {"status": "conditional", "curve_id": "HRE_IND_WINDOWS_T4", "failure_unit_damage_ratio": 0.0}
HRE_IND_WINDOWS_T4_KNOT_25MM | formula_known_answer_tests | {"status": "conditional", "curve_id": "HRE_IND_WINDOWS_T4", "failure_unit_damage_ratio": 2e-06}
HRE_IND_WINDOWS_T4_KNOT_30MM | formula_known_answer_tests | {"status": "conditional", "curve_id": "HRE_IND_WINDOWS_T4", "failure_unit_damage_ratio": 0.000181}
HRE_IND_WINDOWS_T4_KNOT_35MM | formula_known_answer_tests | {"status": "conditional", "curve_id": "HRE_IND_WINDOWS_T4", "failure_unit_damage_ratio": 0.003551}
HRE_IND_WINDOWS_T4_KNOT_40MM | formula_known_answer_tests | {"status": "conditional", "curve_id": "HRE_IND_WINDOWS_T4", "failure_unit_damage_ratio": 0.022875}
HRE_IND_WINDOWS_T4_KNOT_45MM | formula_known_answer_tests | {"status": "conditional", "curve_id": "HRE_IND_WINDOWS_T4", "failure_unit_damage_ratio": 0.070832}
HRE_IND_WINDOWS_T4_KNOT_50MM | formula_known_answer_tests | {"status": "conditional", "curve_id": "HRE_IND_WINDOWS_T4", "failure_unit_damage_ratio": 0.135512}
HRE_IND_WINDOWS_T4_KNOT_55MM | formula_known_answer_tests | {"status": "conditional", "curve_id": "HRE_IND_WINDOWS_T4", "failure_unit_damage_ratio": 0.191017}
HRE_IND_WINDOWS_T4_KNOT_60MM | formula_known_answer_tests | {"status": "conditional", "curve_id": "HRE_IND_WINDOWS_T4", "failure_unit_damage_ratio": 0.224925}
HRE_IND_WINDOWS_T4_KNOT_65MM | formula_known_answer_tests | {"status": "conditional", "curve_id": "HRE_IND_WINDOWS_T4", "failure_unit_damage_ratio": 0.240926}
HRE_IND_WINDOWS_T4_KNOT_70MM | formula_known_answer_tests | {"status": "conditional", "curve_id": "HRE_IND_WINDOWS_T4", "failure_unit_damage_ratio": 0.247119}
HRE_IND_WINDOWS_T4_KNOT_75MM | formula_known_answer_tests | {"status": "conditional", "curve_id": "HRE_IND_WINDOWS_T4", "failure_unit_damage_ratio": 0.249177}
HRE_IND_WINDOWS_T4_KNOT_80MM | formula_known_answer_tests | {"status": "conditional", "curve_id": "HRE_IND_WINDOWS_T4", "failure_unit_damage_ratio": 0.249783}
HRE_IND_WINDOWS_T4_KNOT_90MM | formula_known_answer_tests | {"status": "conditional", "curve_id": "HRE_IND_WINDOWS_T4", "failure_unit_damage_ratio": 0.249988}
HRE_IND_WINDOWS_T4_KNOT_100MM | formula_known_answer_tests | {"status": "conditional", "curve_id": "HRE_IND_WINDOWS_T4", "failure_unit_damage_ratio": 0.249999}
HRE_IND_WINDOWS_T4_KNOT_150MM | formula_known_answer_tests | {"status": "conditional", "curve_id": "HRE_IND_WINDOWS_T4", "failure_unit_damage_ratio": 0.25}
HRE_IND_WINDOWS_T4_KNOT_203MM | formula_known_answer_tests | {"status": "conditional", "curve_id": "HRE_IND_WINDOWS_T4", "failure_unit_damage_ratio": 0.25}
HRE_IND_WINDOWS_T4_AT_25.4MM | formula_known_answer_tests | {"status": "conditional", "curve_id": "HRE_IND_WINDOWS_T4", "failure_unit_damage_ratio": 3.1999999999999956e-06}
HRE_IND_WINDOWS_T4_AT_31.75MM | formula_known_answer_tests | {"status": "conditional", "curve_id": "HRE_IND_WINDOWS_T4", "failure_unit_damage_ratio": 0.00061925}
HRE_IND_WINDOWS_T4_AT_38.98MM | formula_known_answer_tests | {"status": "conditional", "curve_id": "HRE_IND_WINDOWS_T4", "failure_unit_damage_ratio": 0.016779799999999984}
HRE_IND_WINDOWS_T4_AT_44.45MM | formula_known_answer_tests | {"status": "conditional", "curve_id": "HRE_IND_WINDOWS_T4", "failure_unit_damage_ratio": 0.06438820000000003}
HRE_IND_WINDOWS_T4_AT_50.8MM | formula_known_answer_tests | {"status": "conditional", "curve_id": "HRE_IND_WINDOWS_T4", "failure_unit_damage_ratio": 0.14553679999999997}
HRE_IND_WINDOWS_T4_AT_63.5MM | formula_known_answer_tests | {"status": "conditional", "curve_id": "HRE_IND_WINDOWS_T4", "failure_unit_damage_ratio": 0.237444}
HRE_IND_WINDOWS_T4_AT_76.2MM | formula_known_answer_tests | {"status": "conditional", "curve_id": "HRE_IND_WINDOWS_T4", "failure_unit_damage_ratio": 0.24939540000000002}
HRE_IND_WINDOWS_T4_AT_88.9MM | formula_known_answer_tests | {"status": "conditional", "curve_id": "HRE_IND_WINDOWS_T4", "failure_unit_damage_ratio": 0.24998250000000002}
HRE_IND_WINDOWS_T4_AT_101.6MM | formula_known_answer_tests | {"status": "conditional", "curve_id": "HRE_IND_WINDOWS_T4", "failure_unit_damage_ratio": 0.25}
HRE_IND_WINDOWS_T4_AT_203.2MM | formula_known_answer_tests | {"status": "conditional", "curve_id": "HRE_IND_WINDOWS_T4", "failure_unit_damage_ratio": 0.25}
RE_IND_WAREHOUSE_ROOF_ZERO_AT_ZERO | formula_known_answer_tests | {"status": "conditional", "curve_id": "HRE_IND_ROOF_STANDING_SEAM_STEEL", "failure_unit_damage_ratio": 0.0}
RE_IND_WAREHOUSE_ROOF_WITH_ACK_SAME_VALUE | formula_known_answer_tests | {"status": "conditional", "curve_id": "HRE_IND_ROOF_STANDING_SEAM_STEEL", "failure_unit_damage_ratio": 6.759999999999988e-05, "metadata_flags_include": ["ROOF_COVER_HAIL_THRESHOLD_EVIDENCE"]}
HRE_OFF_ROOF_TPO_MEMBRANE_AND_INSULATION_KNOT_0MM | formula_known_answer_tests | {"status": "conditional", "curve_id": "HRE_OFF_ROOF_TPO_MEMBRANE_AND_INSULATION", "failure_unit_damage_ratio": 0.0}
HRE_OFF_ROOF_TPO_MEMBRANE_AND_INSULATION_KNOT_10MM | formula_known_answer_tests | {"status": "conditional", "curve_id": "HRE_OFF_ROOF_TPO_MEMBRANE_AND_INSULATION", "failure_unit_damage_ratio": 0.0}
HRE_OFF_ROOF_TPO_MEMBRANE_AND_INSULATION_KNOT_20MM | formula_known_answer_tests | {"status": "conditional", "curve_id": "HRE_OFF_ROOF_TPO_MEMBRANE_AND_INSULATION", "failure_unit_damage_ratio": 0.002722}
HRE_OFF_ROOF_TPO_MEMBRANE_AND_INSULATION_KNOT_25MM | formula_known_answer_tests | {"status": "conditional", "curve_id": "HRE_OFF_ROOF_TPO_MEMBRANE_AND_INSULATION", "failure_unit_damage_ratio": 0.042685}
HRE_OFF_ROOF_TPO_MEMBRANE_AND_INSULATION_KNOT_30MM | formula_known_answer_tests | {"status": "conditional", "curve_id": "HRE_OFF_ROOF_TPO_MEMBRANE_AND_INSULATION", "failure_unit_damage_ratio": 0.196287}
HRE_OFF_ROOF_TPO_MEMBRANE_AND_INSULATION_KNOT_35MM | formula_known_answer_tests | {"status": "conditional", "curve_id": "HRE_OFF_ROOF_TPO_MEMBRANE_AND_INSULATION", "failure_unit_damage_ratio": 0.450939}
HRE_OFF_ROOF_TPO_MEMBRANE_AND_INSULATION_KNOT_40MM | formula_known_answer_tests | {"status": "conditional", "curve_id": "HRE_OFF_ROOF_TPO_MEMBRANE_AND_INSULATION", "failure_unit_damage_ratio": 0.695154}
HRE_OFF_ROOF_TPO_MEMBRANE_AND_INSULATION_KNOT_45MM | formula_known_answer_tests | {"status": "conditional", "curve_id": "HRE_OFF_ROOF_TPO_MEMBRANE_AND_INSULATION", "failure_unit_damage_ratio": 0.857593}
HRE_OFF_ROOF_TPO_MEMBRANE_AND_INSULATION_KNOT_50MM | formula_known_answer_tests | {"status": "conditional", "curve_id": "HRE_OFF_ROOF_TPO_MEMBRANE_AND_INSULATION", "failure_unit_damage_ratio": 0.941753}
HRE_OFF_ROOF_TPO_MEMBRANE_AND_INSULATION_KNOT_55MM | formula_known_answer_tests | {"status": "conditional", "curve_id": "HRE_OFF_ROOF_TPO_MEMBRANE_AND_INSULATION", "failure_unit_damage_ratio": 0.978414}
HRE_OFF_ROOF_TPO_MEMBRANE_AND_INSULATION_KNOT_60MM | formula_known_answer_tests | {"status": "conditional", "curve_id": "HRE_OFF_ROOF_TPO_MEMBRANE_AND_INSULATION", "failure_unit_damage_ratio": 0.992555}
HRE_OFF_ROOF_TPO_MEMBRANE_AND_INSULATION_KNOT_65MM | formula_known_answer_tests | {"status": "conditional", "curve_id": "HRE_OFF_ROOF_TPO_MEMBRANE_AND_INSULATION", "failure_unit_damage_ratio": 0.997561}
HRE_OFF_ROOF_TPO_MEMBRANE_AND_INSULATION_KNOT_70MM | formula_known_answer_tests | {"status": "conditional", "curve_id": "HRE_OFF_ROOF_TPO_MEMBRANE_AND_INSULATION", "failure_unit_damage_ratio": 0.999229}
HRE_OFF_ROOF_TPO_MEMBRANE_AND_INSULATION_KNOT_75MM | formula_known_answer_tests | {"status": "conditional", "curve_id": "HRE_OFF_ROOF_TPO_MEMBRANE_AND_INSULATION", "failure_unit_damage_ratio": 0.999762}
HRE_OFF_ROOF_TPO_MEMBRANE_AND_INSULATION_KNOT_80MM | formula_known_answer_tests | {"status": "conditional", "curve_id": "HRE_OFF_ROOF_TPO_MEMBRANE_AND_INSULATION", "failure_unit_damage_ratio": 0.999928}
HRE_OFF_ROOF_TPO_MEMBRANE_AND_INSULATION_KNOT_90MM | formula_known_answer_tests | {"status": "conditional", "curve_id": "HRE_OFF_ROOF_TPO_MEMBRANE_AND_INSULATION", "failure_unit_damage_ratio": 0.999993}
HRE_OFF_ROOF_TPO_MEMBRANE_AND_INSULATION_KNOT_100MM | formula_known_answer_tests | {"status": "conditional", "curve_id": "HRE_OFF_ROOF_TPO_MEMBRANE_AND_INSULATION", "failure_unit_damage_ratio": 0.999999}
HRE_OFF_ROOF_TPO_MEMBRANE_AND_INSULATION_KNOT_150MM | formula_known_answer_tests | {"status": "conditional", "curve_id": "HRE_OFF_ROOF_TPO_MEMBRANE_AND_INSULATION", "failure_unit_damage_ratio": 1.0}
HRE_OFF_ROOF_TPO_MEMBRANE_AND_INSULATION_KNOT_203MM | formula_known_answer_tests | {"status": "conditional", "curve_id": "HRE_OFF_ROOF_TPO_MEMBRANE_AND_INSULATION", "failure_unit_damage_ratio": 1.0}
HRE_OFF_ROOF_TPO_MEMBRANE_AND_INSULATION_AT_25.4MM | formula_known_answer_tests | {"status": "conditional", "curve_id": "HRE_OFF_ROOF_TPO_MEMBRANE_AND_INSULATION", "failure_unit_damage_ratio": 0.050607799999999974}
HRE_OFF_ROOF_TPO_MEMBRANE_AND_INSULATION_AT_31.75MM | formula_known_answer_tests | {"status": "conditional", "curve_id": "HRE_OFF_ROOF_TPO_MEMBRANE_AND_INSULATION", "failure_unit_damage_ratio": 0.27926625}
HRE_OFF_ROOF_TPO_MEMBRANE_AND_INSULATION_AT_38.98MM | formula_known_answer_tests | {"status": "conditional", "curve_id": "HRE_OFF_ROOF_TPO_MEMBRANE_AND_INSULATION", "failure_unit_damage_ratio": 0.6509275399999999}
HRE_OFF_ROOF_TPO_MEMBRANE_AND_INSULATION_AT_44.45MM | formula_known_answer_tests | {"status": "conditional", "curve_id": "HRE_OFF_ROOF_TPO_MEMBRANE_AND_INSULATION", "failure_unit_damage_ratio": 0.8436274}
HRE_OFF_ROOF_TPO_MEMBRANE_AND_INSULATION_AT_50.8MM | formula_known_answer_tests | {"status": "conditional", "curve_id": "HRE_OFF_ROOF_TPO_MEMBRANE_AND_INSULATION", "failure_unit_damage_ratio": 0.9498778}
HRE_OFF_ROOF_TPO_MEMBRANE_AND_INSULATION_AT_63.5MM | formula_known_answer_tests | {"status": "conditional", "curve_id": "HRE_OFF_ROOF_TPO_MEMBRANE_AND_INSULATION", "failure_unit_damage_ratio": 0.996555}
HRE_OFF_ROOF_TPO_MEMBRANE_AND_INSULATION_AT_76.2MM | formula_known_answer_tests | {"status": "conditional", "curve_id": "HRE_OFF_ROOF_TPO_MEMBRANE_AND_INSULATION", "failure_unit_damage_ratio": 0.99982}
HRE_OFF_ROOF_TPO_MEMBRANE_AND_INSULATION_AT_88.9MM | formula_known_answer_tests | {"status": "conditional", "curve_id": "HRE_OFF_ROOF_TPO_MEMBRANE_AND_INSULATION", "failure_unit_damage_ratio": 0.9999917}
HRE_OFF_ROOF_TPO_MEMBRANE_AND_INSULATION_AT_101.6MM | formula_known_answer_tests | {"status": "conditional", "curve_id": "HRE_OFF_ROOF_TPO_MEMBRANE_AND_INSULATION", "failure_unit_damage_ratio": 1.0}
HRE_OFF_ROOF_TPO_MEMBRANE_AND_INSULATION_AT_203.2MM | formula_known_answer_tests | {"status": "conditional", "curve_id": "HRE_OFF_ROOF_TPO_MEMBRANE_AND_INSULATION", "failure_unit_damage_ratio": 1.0}
HRE_OFF_WINDOWS_T4_KNOT_0MM | formula_known_answer_tests | {"status": "conditional", "curve_id": "HRE_OFF_WINDOWS_T4", "failure_unit_damage_ratio": 0.0}
HRE_OFF_WINDOWS_T4_KNOT_10MM | formula_known_answer_tests | {"status": "conditional", "curve_id": "HRE_OFF_WINDOWS_T4", "failure_unit_damage_ratio": 0.0}
HRE_OFF_WINDOWS_T4_KNOT_20MM | formula_known_answer_tests | {"status": "conditional", "curve_id": "HRE_OFF_WINDOWS_T4", "failure_unit_damage_ratio": 0.0}
HRE_OFF_WINDOWS_T4_KNOT_25MM | formula_known_answer_tests | {"status": "conditional", "curve_id": "HRE_OFF_WINDOWS_T4", "failure_unit_damage_ratio": 2e-06}
HRE_OFF_WINDOWS_T4_KNOT_30MM | formula_known_answer_tests | {"status": "conditional", "curve_id": "HRE_OFF_WINDOWS_T4", "failure_unit_damage_ratio": 0.000181}
HRE_OFF_WINDOWS_T4_KNOT_35MM | formula_known_answer_tests | {"status": "conditional", "curve_id": "HRE_OFF_WINDOWS_T4", "failure_unit_damage_ratio": 0.003551}
HRE_OFF_WINDOWS_T4_KNOT_40MM | formula_known_answer_tests | {"status": "conditional", "curve_id": "HRE_OFF_WINDOWS_T4", "failure_unit_damage_ratio": 0.022875}
HRE_OFF_WINDOWS_T4_KNOT_45MM | formula_known_answer_tests | {"status": "conditional", "curve_id": "HRE_OFF_WINDOWS_T4", "failure_unit_damage_ratio": 0.070832}
HRE_OFF_WINDOWS_T4_KNOT_50MM | formula_known_answer_tests | {"status": "conditional", "curve_id": "HRE_OFF_WINDOWS_T4", "failure_unit_damage_ratio": 0.135512}
HRE_OFF_WINDOWS_T4_KNOT_55MM | formula_known_answer_tests | {"status": "conditional", "curve_id": "HRE_OFF_WINDOWS_T4", "failure_unit_damage_ratio": 0.191017}
HRE_OFF_WINDOWS_T4_KNOT_60MM | formula_known_answer_tests | {"status": "conditional", "curve_id": "HRE_OFF_WINDOWS_T4", "failure_unit_damage_ratio": 0.224925}
HRE_OFF_WINDOWS_T4_KNOT_65MM | formula_known_answer_tests | {"status": "conditional", "curve_id": "HRE_OFF_WINDOWS_T4", "failure_unit_damage_ratio": 0.240926}
HRE_OFF_WINDOWS_T4_KNOT_70MM | formula_known_answer_tests | {"status": "conditional", "curve_id": "HRE_OFF_WINDOWS_T4", "failure_unit_damage_ratio": 0.247119}
HRE_OFF_WINDOWS_T4_KNOT_75MM | formula_known_answer_tests | {"status": "conditional", "curve_id": "HRE_OFF_WINDOWS_T4", "failure_unit_damage_ratio": 0.249177}
HRE_OFF_WINDOWS_T4_KNOT_80MM | formula_known_answer_tests | {"status": "conditional", "curve_id": "HRE_OFF_WINDOWS_T4", "failure_unit_damage_ratio": 0.249783}
HRE_OFF_WINDOWS_T4_KNOT_90MM | formula_known_answer_tests | {"status": "conditional", "curve_id": "HRE_OFF_WINDOWS_T4", "failure_unit_damage_ratio": 0.249988}
HRE_OFF_WINDOWS_T4_KNOT_100MM | formula_known_answer_tests | {"status": "conditional", "curve_id": "HRE_OFF_WINDOWS_T4", "failure_unit_damage_ratio": 0.249999}
HRE_OFF_WINDOWS_T4_KNOT_150MM | formula_known_answer_tests | {"status": "conditional", "curve_id": "HRE_OFF_WINDOWS_T4", "failure_unit_damage_ratio": 0.25}
HRE_OFF_WINDOWS_T4_KNOT_203MM | formula_known_answer_tests | {"status": "conditional", "curve_id": "HRE_OFF_WINDOWS_T4", "failure_unit_damage_ratio": 0.25}
HRE_OFF_WINDOWS_T4_AT_25.4MM | formula_known_answer_tests | {"status": "conditional", "curve_id": "HRE_OFF_WINDOWS_T4", "failure_unit_damage_ratio": 3.1999999999999956e-06}
HRE_OFF_WINDOWS_T4_AT_31.75MM | formula_known_answer_tests | {"status": "conditional", "curve_id": "HRE_OFF_WINDOWS_T4", "failure_unit_damage_ratio": 0.00061925}
HRE_OFF_WINDOWS_T4_AT_38.98MM | formula_known_answer_tests | {"status": "conditional", "curve_id": "HRE_OFF_WINDOWS_T4", "failure_unit_damage_ratio": 0.016779799999999984}
HRE_OFF_WINDOWS_T4_AT_44.45MM | formula_known_answer_tests | {"status": "conditional", "curve_id": "HRE_OFF_WINDOWS_T4", "failure_unit_damage_ratio": 0.06438820000000003}
HRE_OFF_WINDOWS_T4_AT_50.8MM | formula_known_answer_tests | {"status": "conditional", "curve_id": "HRE_OFF_WINDOWS_T4", "failure_unit_damage_ratio": 0.14553679999999997}
HRE_OFF_WINDOWS_T4_AT_63.5MM | formula_known_answer_tests | {"status": "conditional", "curve_id": "HRE_OFF_WINDOWS_T4", "failure_unit_damage_ratio": 0.237444}
HRE_OFF_WINDOWS_T4_AT_76.2MM | formula_known_answer_tests | {"status": "conditional", "curve_id": "HRE_OFF_WINDOWS_T4", "failure_unit_damage_ratio": 0.24939540000000002}
HRE_OFF_WINDOWS_T4_AT_88.9MM | formula_known_answer_tests | {"status": "conditional", "curve_id": "HRE_OFF_WINDOWS_T4", "failure_unit_damage_ratio": 0.24998250000000002}
HRE_OFF_WINDOWS_T4_AT_101.6MM | formula_known_answer_tests | {"status": "conditional", "curve_id": "HRE_OFF_WINDOWS_T4", "failure_unit_damage_ratio": 0.25}
HRE_OFF_WINDOWS_T4_AT_203.2MM | formula_known_answer_tests | {"status": "conditional", "curve_id": "HRE_OFF_WINDOWS_T4", "failure_unit_damage_ratio": 0.25}
RE_COM_OFFICE_3S_SLAB_ROOF_ZERO_AT_ZERO | formula_known_answer_tests | {"status": "conditional", "curve_id": "HRE_OFF_ROOF_TPO_MEMBRANE_AND_INSULATION", "failure_unit_damage_ratio": 0.0}
RE_COM_OFFICE_3S_SLAB_ROOF_WITH_ACK_SAME_VALUE | formula_known_answer_tests | {"status": "conditional", "curve_id": "HRE_OFF_ROOF_TPO_MEMBRANE_AND_INSULATION", "failure_unit_damage_ratio": 0.9498778, "metadata_flags_include": ["ROOF_COVER_HAIL_THRESHOLD_EVIDENCE"]}
HRE_RES_ROOF_ASPHALT_SHINGLE_LAMINATED_ABOVE_RANGE | withheld_tests | {"status": "withheld", "reason_code": "ABOVE_SOURCE_VALID_RANGE"}
HRE_RES_WALLS_WINDOWS_T4_ABOVE_RANGE | withheld_tests | {"status": "withheld", "reason_code": "ABOVE_SOURCE_VALID_RANGE"}
RE_RES_SFD_1S_SLAB_HRE_EXPOSED_EQUIPMENT_WITHHELD | withheld_tests | {"status": "withheld", "reason_code": "NO_RUNTIME_CURVE_FOR_PATHWAY_UNIT"}
RE_RES_SFD_1S_SLAB_HRE_BUILDING_CONTENTS_WITHHELD | withheld_tests | {"status": "withheld", "reason_code": "NO_RUNTIME_CURVE_FOR_PATHWAY_UNIT"}
HRE_IND_ROOF_STANDING_SEAM_STEEL_ABOVE_RANGE | withheld_tests | {"status": "withheld", "reason_code": "ABOVE_SOURCE_VALID_RANGE"}
HRE_IND_WINDOWS_T4_ABOVE_RANGE | withheld_tests | {"status": "withheld", "reason_code": "ABOVE_SOURCE_VALID_RANGE"}
RE_IND_WAREHOUSE_HRE_EXPOSED_EQUIPMENT_WITHHELD | withheld_tests | {"status": "withheld", "reason_code": "NO_RUNTIME_CURVE_FOR_PATHWAY_UNIT"}
RE_IND_WAREHOUSE_HRE_BUILDING_CONTENTS_WITHHELD | withheld_tests | {"status": "withheld", "reason_code": "NO_RUNTIME_CURVE_FOR_PATHWAY_UNIT"}
HRE_OFF_ROOF_TPO_MEMBRANE_AND_INSULATION_ABOVE_RANGE | withheld_tests | {"status": "withheld", "reason_code": "ABOVE_SOURCE_VALID_RANGE"}
HRE_OFF_WINDOWS_T4_ABOVE_RANGE | withheld_tests | {"status": "withheld", "reason_code": "ABOVE_SOURCE_VALID_RANGE"}
RE_COM_OFFICE_3S_SLAB_HRE_EXPOSED_EQUIPMENT_WITHHELD | withheld_tests | {"status": "withheld", "reason_code": "NO_RUNTIME_CURVE_FOR_PATHWAY_UNIT"}
RE_COM_OFFICE_3S_SLAB_HRE_BUILDING_CONTENTS_WITHHELD | withheld_tests | {"status": "withheld", "reason_code": "NO_RUNTIME_CURVE_FOR_PATHWAY_UNIT"}
PATHWAY_REQUIRED | error_tests | "PATHWAY_ID_REQUIRED"
PATHWAY_UNKNOWN | error_tests | "PATHWAY_ID_UNKNOWN"
BUILDING_REQUIRED | error_tests | "REFERENCE_BUILDING_ID_REQUIRED"
BUILDING_UNKNOWN | error_tests | "REFERENCE_BUILDING_ID_UNKNOWN"
BUILDING_PROFILE_ID_NOT_A_SELECTOR | error_tests | "REFERENCE_BUILDING_ID_UNKNOWN"
AXIS_REQUIRED | error_tests | "AXIS_PAYLOAD_REQUIRED"
AXIS_INCHES_FIELD_NOT_ACCEPTED | error_tests | "AXIS_PAYLOAD_REQUIRED"
AXIS_NOT_NUMBER | error_tests | "AXIS_VALUE_INVALID"
AXIS_BOOLEAN | error_tests | "AXIS_VALUE_INVALID"
AXIS_NEGATIVE | error_tests | "AXIS_OUTSIDE_VALID_RANGE"
UNIT_REQUIRED | error_tests | "FAILURE_UNIT_ID_REQUIRED"
UNIT_UNKNOWN | error_tests | "FAILURE_UNIT_ID_UNKNOWN"
WALLS_WITHOUT_ACKNOWLEDGEMENT | error_tests | "SCREENING_ASSUMPTION_SET_REQUIRED"
WALLS_WRONG_ACKNOWLEDGEMENT | error_tests | "SCREENING_ASSUMPTION_SET_UNSUPPORTED"